## Summary
Summary Sheet |  |  |  | Date | 2025-07-23
|  |  | Job Selling Price | 90915.7346
Builder | Bird Dog Group |  |  | Model
Lot |  |  |  | Elevation
Subdivision
Customer | Ebert
Address | 2440 Beretania Circle
City/St/Zip | Charlotte, NC
Rates/Hr
|  | Qty of Systems | 4 | Rough Install | 26
|  | Total Ton | 12 | Trim Install | 28
|  |  |  | Technician | 32
Direct Cost | [6 empty] | Equipment "A"
Labor | Rough In |  | 5845 |  | 5845 |  | System 1 | Model # | Cost | Main 1st Fl
| Finish/Trim |  | 1218 |  | 1218 |  | AHU/Furnace | S9X2C100U5PSBB | 1231 | 4 Ton
| Gas Pipe |  | 3515 |  | 3515 |  | Elec Htr/Evap Coil | 5TXCC007AS3HCA | 495 | Gas | 400
| Start Up |  | 24 | Job Incentive | 768 |  | Heat Pump/AC | 5TTR7048A1000A | 2089
| Hourly | 32 | 24 |  | 768 |  | ERV | EERVR200A1P00B | 904
| Delivery |  | 375 |  | 375 |  | Thermostat
| Roof Cap |  | 0 |  | 0 |  | Filter | EFD210DLFR000A | 815
| Job Incentive |  | 5% |  | 567.3 |  | System 2 | Model # | Cost | Master
| Warranty |  | 5% |  | 652.815 |  | AHU/Furnace | S9X2B060U4PSBB | 1012 | 2 Ton
|  |  |  | Total Labor Cost | 13709.115 |  | Elec Htr/Evap Coil | 5TXCB006AS3HCA | 481 | Gas
Material | Equipment | "A" | 15691 |  | 15691 |  | Heat Pump/AC | 5TTR7024A1000A | 1641
| Materials | "B" | 22497.01 |  | 22497.01 |  | ERV | EERVR100A1P00B | 727
| Supplies | "C" | 0.85% of B |  | 1912.2459 |  | Thermostat
| Inflation |  | 2% A & 8% of B+C |  | 2266.5605 |  | Filter | EFD175DLFR000A | 762
| Warranty Materials |  | 3.0% of A |  | 313.82 |  | System 3 | Model # | Cost | 2nd Floor
|  |  |  | Total Material Cost | 42680.6363 |  | AHU/Furnace | S9X2C100U5PSBB | 1231 | 4 Ton
RIP | Permit Cost |  | 0 |  | 0 |  | Elec Htr/Evap Coil | 5TXCC007AS3HCA | 495
| Rentals |  | 150 |  | 150 |  | Heat Pump/AC | 5TTR7048A1000A | 2089
| Backcharges |  | 100 |  | 100 |  | ERV | EERVR200A1P00B | 904
| Freight |  | 0.5% |  | 213.4032 |  | Thermostat
|  |  |  | Total RIP Cost | 463.4032 |  | Filter | EFD210DLFR000A | 815
|  |  |  | Total Direct Cost | 56853.1545 |  | System 3 | Model # | Cost | ADU Bldg
Overhead | [6 empty] | AHU/Furnace | S9X2B060U4PSBB | 1012 | 2 Ton
| Labor Overhead |  | 10% |  | 5685.3154 | Direct | Elec Htr/Evap Coil | 5TXCB006AS3HCA | 481
| Direct Overhead |  | 6% |  | 3411.1893 | Direct | Heat Pump/AC | 5TTR7024A1000A | 1641
| Admin |  | 1.5% |  | 852.7973 | Direct | ERV | EERVR100A1P00B | 727
| Insurance |  | 3.5% |  | 1989.8604 | Direct | Thermostat
| TTBE |  | 7.75% |  | 4406.1195 | Direct | Filter | EFD175DLFR000A | 762
| Warehouse |  | 2.05% |  | 1165.4897 | Direct
| Supervision |  | 10.5% |  | 1439.4571 | Labor |  |  | 15691
| Tools |  | 0.5% |  | 68.5456 | Labor
| Truck |  | 11.5% |  | 1576.5482 | Labor | Labor Margin |  | 15.08%
|  |  |  | Total Overhead Cost | 20595.3225 |  | Material Margin |  | 46.95%
Profit & Tax | [6 empty] | R.I.P Margin |  | 0.5097%
| Profit Percentage |  | 10% |  | 7744.8477 |  | Gross Margin |  | 37.47%
| Diff Factor |  | 5 |  | 2628.0638 |  | Warr Margin of Labor | 4.655%
| Sales Tax |  |  | 7.25% | 3094.3461 |  | Materials/Ton | 2222.9847
|  |  |  | Total Profit & Tax | 13467.2576 |  | Job Cost/Ton | 7576.3112
| TOTAL SELLING PRICE |  |  |  | 90915.7346 |  | Net Profit | 10%
100%
[5 empty] | 63641.0142 |  | 23200 | 21300
[5 empty] | 27274.7204 |  | 9950 | 9150
[7 empty] | 33150 | 30450

## Rough Labor
Rough In Labor
Builder | Bird Dog Group |  | Model | 0
Lot | 0 |  | Elevation | 0
Subdivision | 0
Customer | Ebert
Address | 2440 Beretania Circle
City/St/Zip | Charlotte, NC
Qty | $/Ea | Item |  | Exten
12 | 50 | Tonnage (Outdoor Unit Only) |  | 600
2 | 150 | Set Air Handler - Attic |  | 300
| 150 | Set Air Handler - Inside Mechanical Room |  | 0
2 | 150 | Set Air Handler - Crawl |  | 300
62 | 20 | Supply Drop (Flex, Collar, Elbow, Mastic, Cover) |  | 1240
16 | 25 | Return Drop (Flex, Collar, Elbow, Mastic, Cover) |  | 400
16 | 15 | Return Box Framing |  | 240
| 25 | Return Jumper Duct |  | 0
4 | 10 | Wye |  | 40
9 | 35 | Supply Distribution Box - Large |  | 315
8 | 15 | Zone Damper (Includes Thermostat Wire) |  | 120
3 | 35 | Barometric Bypass |  | 105
| 30 | Supply Plenum Horizontal Duct (4' Only) |  | 0
| 30 | Supply Plenum Horizontal Duct (Each Additional 4' Only) |  | 0
12 | 15 | Exhaust Fan (RI Box, Duct, Cap) |  | 180
2 | 55 | Dryer Vent - Ducted |  | 110
| 10 | Dryer Vent - Wall Cap Only |  | 0
2 | 10 | Laundry Room Transfer Grill |  | 20
4 | 30 | Copper Lineset (50' Max) |  | 120
2 | 35 | Copper Lineset (Ea Additional 25' Adder) |  | 70
4 | 25 | Pressure Test on Copper |  | 100
9 | 20 | Thermostat Wire - AHU to Wall Mount Location |  | 180
| 15 | Kitchen Range Vent - 6" Through Wall |  | 0
| 55 | Kitchen Range Vent - Interior 6" Vented TO Wall |  | 0
| 65 | Kitchen Range Vent - Interior 7"-8" Vented TO Wall |  | 0
1 | 110 | Kitchen Range Vent - Interior 10" Vented TO Wall |  | 110
1 | 40 | Make Up Air - Kitchen Range Vent |  | 40
2 | 65 | Flue Exhaust Pipe - Water Heater Only |  | 130
4 | 75 | Flue Exhaust Pipe - Gas Furnace Only |  | 300
| 65 | Combustion Air Duct |  | 0
4 | 75 | ERV |  | 300
4 | 100 | Drive Time beyond 1 hour |  | 400
4 | 25 | Media Filter Cabinet |  | 100
| 25 | Humidifier - Bypass |  | 0
1 | 25 | MUA Broan |  | 25
|  |  | Total | 5845

## Trim Labor
Finish / Trim Labor
Builder | Bird Dog Group |  | Model | 0
Lot | 0 |  | Elevation | 0
Subdivision | 0
Customer | Ebert
Address | 2440 Beretania Circle
City/St/Zip | Charlotte, NC
Qty | $/Ea | Item |  | Exten
12 | 5 | Tonnage (Outdoor Unit Only) |  | 60
4 | 20 | Set Outdoor Unit (Includes Low Voltage Wiring) |  | 80
4 | 7.5 | Wire Air Handler (Low Voltage Wiring Only) |  | 30
62 | 2 | Supply Register |  | 124
16 | 3.5 | Return Grill |  | 56
2 | 3.5 | Laundry Room Transfer Grill |  | 7
8 | 5 | Zone Damper Wire Connections |  | 40
3 | 5 | Barometric Bypass Set Up |  | 15
12 | 5 | Exhaust Fan Motor and Cover Install |  | 60
12 | 2 | Exhaust Fan Wall/Soffit Cap Verification |  | 24
2 | 2 | Dryer Vent Wall Cap Verifiication |  | 4
0
4 | 7.5 | Copper Connections Outside (per system) |  | 30
4 | 7.5 | Copper Connections Inside (per system) |  | 30
4 | 15 | Vacuum Lineset |  | 60
9 | 6 | Thermostat Wiring and Mounting (per Thermostat |  | 54
0
1 | 24 | Kitchen Range Vent Connection |  | 24
| 30 | Kitchen Range Hood Mount |  | 0
1 | 250 | Kitchen Range Hood Mount - Canopy |  | 250
1 | 15 | Make Up Air Wiring |  | 15
1 | 55 | Third Floor Adder |  | 55
0
| 25 | Reinstall Condensate Drain |  | 0
| 20 | Extend Lineset for Outdoor Unit, Braze |  | 0
| 25 | Braze Lineset in Attic Space |  | 0
| 20 | Uncover Return, Supply, or Laundry Grill |  | 0
| 50 | Find Leak or Kinked Lineset - Braze and Pressure Test |  | 0
| 40 | Level Outdoor Unit beyond normal |  | 0
4 | 50 | Drive Time beyond 1 hour |  | 200
| 50 | Relocate Exhaust Fan - Reconnect Ductworki |  | 0
| 25 | Uncover Thermostat Wire - Each |  | 0
| 75 | Install Outdoor Unit Only (inclues trip Charge) |  | 0
|  |  | Total | 1218

## Gas PIpe
Gas Pipe
Builder | Bird Dog Group |  | Model | 0
Lot | 0 |  | Elevation | 0
Subdivision | 0
Customer | Ebert
Address | 2440 Beretania Circle
City/St/Zip | Charlotte, NC
Qty | $/Ea | Item |  | Exten
12 | 5 | Tonnage |  | 60
3 | 65 | Meter / House Set Up |  | 195
20 | 40 | Per Gas Opening (Furnace, WH, FP, Range, Etc) |  | 800
4 | 60 | Per Gas Opening - Tankless WH |  | 240
3 | 30 | Upsize Gas Main to Manifold - ½" up to ¾" CSST |  | 90
5 | 30 | Upsize Home Room Gas Line - ½" up to ¾" CSST |  | 150
| 50 | Log Lighter - Includes Key Valve |  | 0
5 | 15 | Manifold |  | 75
2 | 30 | Appliance Box |  | 60
5 | 30 | Key Valve |  | 150
0
7 | 50 | Gas Lantern Set Up (Per Lantern) |  | 350
0
5 | 25 | Home Run Gas Line Length Adder (25' - 50') |  | 125
8 | 50 | Home Run Gas Line Length Adder (51' -100') |  | 400
7 | 100 | Home Run Gas Line Length Adder (100'+) |  | 700
0
4 | 30 | Air Test - Pressure |  | 120
0
| 50 | Drive Time beyond 1 hour |  | 0
| 25 | Uncover Appliance Box |  | 0
| 75 | Re Pressure Air Test (Includes Trip Charge) |  | 0
| 55 | Third Floor Adder |  | 0
| 50 | Find Leak - Gas Line |  | 0
|  |  | Total | 3515
|  |  | 0 | Dryer
|  |  | 2 | Fireplace - Indoor
|  |  | 1 | Fireplace - Outdoor
|  |  | 2 | Future Outdoor Opening
|  |  | 4 | Gas Furnace
|  |  | 1 | Outdoor Grill
|  |  | 2 | Outdoor Range
|  |  | 1 | Range
Water Heater
|  |  | 3 | Water Heater - Tankless
|  |  | 1 | Generator
|  |  | 7 | Gas Lantern
A4AH6E19A1B30A 1.5 TON AIR HANDLER-RT
A4AH4E30A1B30A 2/2.5 TON AIR HANDLER-RT
4X12 ADJ GAS BVENT PIPE
10X4 2W 2 WAY REG WHITE
1/2 COPPER CLAD 2H STRP
1/2 SS HOSE CLW 3/8 - 7/8

## Materials
MATERIALS | [5 empty] | 10000 | Carrier Equipment | 20000 | Metal Fittings | 29000 | Cu and Refrig
[6 empty] | 12000 | Run Tru Equipment | 23000 | Flex and Pipe | 30000 | Finish
Builder | Bird Dog Group |  |  | Model | 0 | 13000 | Trane Equipment | 24000 | Non Metal Fittings | 32000 | Quickflash
Lot | 0 |  |  | Elevation | 0 | 15000 | Lennox Equipment | 25000 | Exhaust Fans | 35000 | Fire Dampers
Subdivision | 0 |  |  |  |  | 17000 | Mini Split | 26000 | Caps | 39000 | Supplies-Inventoried
Customer | Ebert |  |  |  |  | 17600 | Drain Pans | 26500 | Furnace Fittings | 40000 | Supplies-Non-inventoried
Address | 2440 Beretania Circle |  |  |  |  | 18000 | Plenums and Boxes | 27000 | Controls & Zoning | 50000 | Gas
City/St/Zip | Charlotte, NC |  |  |  |  | 18500 | Fab Items | 28000 | BVENT | 60000 | Service
[10 empty] | 70000 | Tools
Part No | Description | Quantity | Net Price | UM | Total
10100 | FJ4DNXA18L00 1.5 TON AIR HANDLER |  | 441 | each | 0
10110 | FJ4DNXB24L00 2 TON AIR HANDLER |  | 464 | each | 0
10120 | FJ4DNXB30L00 2.5 TON AIR HANDLER |  | 488 | each | 0
10130 | FJ4DNXB36L00 3 TON AIR HANDLER |  | 491 | each | 0
10140 | FJ4DNXC42L00 3.5 AIR HANDLER |  | 632 | each | 0
10150 | FJ4DNXC48L00 4 TON AIR HANDLER |  | 635 | each | 0
10160 | FJ4DNXD60L00 5 TON AIR HANDLER |  | 768 | each | 0
10200 | 58SB0A070E17--12 80 GAS FURNACE |  | 409 | each | 0
10210 | 58SB0A090E21--16 80 GAS FURNACE |  | 437 | each | 0
10220 | 58SB0A090E21--20 80 GAS FURNACE |  | 461 | each | 0
10230 | 58SB0B045M14--12 80 GAS FURNACE |  | 421 | each | 0
10240 | 58SB0B070M14--12 80 GAS FURNACE |  | 421 | each | 0
10250 | 58SB0B070M17--12 80 GAS FURNACE |  | 433 | each | 0
10260 | 58SB0B090M17--14 80 GAS FURNACE |  | 442 | each | 0
10270 | 58SB0B090M21--20 80 GAS FURNACE |  | 488 | each | 0
10280 | 58SB0B110M21--20 80 GAS FURNACE |  | 508 | each | 0
10300 | 59SC2D040E14--10 92 GAS FURNACE |  | 515 | each | 0
10310 | 59SC2D040E17--12 92 GAS FURNACE |  | 515 | each | 0
10320 | 59SC2D060E14--12 92 GAS FURNACE |  | 528 | each | 0
10330 | 59SC2D060E17--14 92 GAS FURNACE |  | 541 | each | 0
10340 | 59SC2D080E17--16 92 GAS FURNACE |  | 554 | each | 0
10350 | 59SC2D080E21--20 92 GAS FURNACE |  | 591 | each | 0
10360 | 59SC2D100E21--20 92 GAS FURNACE |  | 692 | each | 0
10370 | 59SC2D120E24--20 92 GAS FURNACE |  | 716 | each | 0
10380 | 59SC2E040M14--12 92 GAS FURNACE |  | 547 | each | 0
10390 | 59SC2E040M17--12 92 GAS FURNACE |  | 547 | each | 0
10400 | 59SC2E060M14--12 92 GAS FURNACE |  | 560 | each | 0
10410 | 59SC2E060M17--14 92 GAS FURNACE |  | 574 | each | 0
10420 | 59SC2E080M17--16 92 GAS FURNACE |  | 587 | each | 0
10430 | 59SC2E080M21--20 92 GAS FURNACE |  | 627 | each | 0
10440 | 59SC2E100M21--20 92 GAS FURNACE |  | 733 | each | 0
10500 | GH5SAN41800A 1.5 TON HEAT PUMP |  | 910 | each | 0
10510 | GH5SAN42400A 2 TON HEAT PUMP |  | 936 | each | 0
10520 | GH5SAN43000A 2.5 TON HEAT PUMP |  | 1003 | each | 0
10530 | GH5SAN43600A 3 TON HEAT PUMP |  | 1026 | each | 0
10540 | GH5SAN44200A 3.5 TON HEAT PUMP |  | 1085 | each | 0
10550 | GH5SAN44800A 4 TON HEAT PUMP |  | 1303 | each | 0
10560 | GH5SAN46000A 5 TON HEAT PUMP |  | 1426 | each | 0
10600 | GA5SAN41800W 1.5 TON AIR CONDITIONER |  | 659 | each | 0
10610 | GA5SAN42400W 2 TON AIR CONDITIONER |  | 700 | each | 0
10620 | GA5SAN43000W 2.5 TON AIR CONDITIONER |  | 802 | each | 0
10630 | GA5SAN43600W 3 TON AIR CONDITIONER |  | 866 | each | 0
10640 | GA5SAN44200W 3.5 TON AIR CONDITIONER |  | 974 | each | 0
10650 | GA5SAN44800W 4 TON AIR CONDITIONER |  | 1091 | each | 0
10660 | GA5SAN46000W 5 TON AIR CONDITIONER |  | 1311 | each | 0
10700 | KFFEH8501N05 5KW ELEC HEATER NON-FUSED (1.5 TON) |  | 128 | each | 0
10710 | KFFEH0501N05 5KW ELEC HEATER NON-FUSED (2-5 TON) |  | 113 | each | 0
10720 | KFFEH0801N08 8KW ELEC HEATER NON-FUSED (2-5 TON) |  | 163 | each | 0
10730 | KFFEH0901N10 10KW ELEC HEATER NON-FUSED (2-5 TON) |  | 136 | each | 0
10740 | KFFEH3001F15 15KW EEC HEATER (3-5T) |  | 302 | each | 0
10760 | CEF0801N08 CE HEAT KIT (8KW 240V 1) WITH TERMINAL BLOCK |  | 128 | each | 0
10770 | CEF0901N10 CE HEAT KIT (10 KW 240V 1) WITH TERMINAL BLOCK |  | 136 | each | 0
10800 | CAPMP2414ALA EVAP COIL |  | 169 | each | 0
10810 | CAPMP2417ALA EVAP COIL |  | 169 | each | 0
10820 | CAPMP3014ALA EVAP COIL |  | 211 | each | 0
10830 | CAPMP3017ALA EVAP COIL |  | 189 | each | 0
10840 | CAPMP3617ALA EVAP COIL |  | 221 | each | 0
10850 | CAPMP3717ALA EVAP COIL |  | 191 | each | 0
10860 | CAPMP4221ALA EVAP COIL |  | 191 | each | 0
10870 | CAPMP4321ALA EVAP COIL |  | 221 | each | 0
10880 | CAPMP4821ALA EVAP COIL |  | 229 | each | 0
10890 | CAPMP6024ALA EVAP COIL |  | 275 | each | 0
10900 | CAPMP6121ALA EVAP COIL |  | 275 | each | 0
12100 | A4AH5E19A1B30A 1.5 TON AIR HANDLER-RT |  | 490 | each | 0
12110 | A4AH6E19A1B30A 1.5 TON AIR HANDLER-RT |  | 467 | each | 0
12120 | A4AH5E31A1B30A 2/2.5 TON AIR HANDLER-RT |  | 501 | each | 0
12130 | A4AH4E30A1B30A 2/2.5 TON AIR HANDLER-RT |  | 501 | each | 0
12140 | A4AH5E43A1C30A 3/3.5 TON AIR HANDLER-RT |  | 582 | each | 0
12150 | A4AH5E49A1C30A 4 TON AIR HANDLER-RT |  | 649 | each | 0
12160 | A4AH5E61A1C30A 5 TON AIR HANDLER-RT |  | 649 | each | 0
12200 | A801X040BM2SCA 80 GAS FURNACE (1.5/2 TON) -RT |  | 479 | each | 0
12210 | A801X060BM4SCA 80 GAS FURNACE (2.5/3 TON) -RT |  | 507 | each | 0
12220 | A801X080CM5SCA 80 GAS FURNACE (3.5/4 TON) -RT |  | 545 | each | 0
12230 | A801X100CM5SCA 80 GAS FURNACE (5 TON) -RT |  | 545 | each | 0
12240 | A951X040BU3SAB 93 GAS FURNACE (1.5/2 TON) -RT |  | 645 | each | 0
12250 | A951X060BU4SAB 93 GAS FURNACE (2.5/3 TON) -RT |  | 679 | each | 0
12260 | A951X080CU5SAB 93 GAS FURNACE (3.5/4 TON) -RT |  | 765 | each | 0
12270 | A951X100CU5SAB 93 GAS FURNACE (5 TON) -RT |  | 781 | each | 0
12300 | A4HP5018D1000A 1.5 TON HEAT PUMP-RT |  | 817 | each | 0
12310 | A4HP5024D1000A 2 TON HEAT PUMP-RT |  | 817 | each | 0
12320 | A4HP5030D1000A 2.5 TON HEAT PUMP-RT |  | 800 | each | 0
12330 | A4HP5036D1000A 3 TON HEAT PUMP-RT |  | 903 | each | 0
12340 | A4HP5042D1000A 3.5 TON HEAT PUMP-RT |  | 1129 | each | 0
12350 | A4HP5048D1000A 4 TON HEAT PUMP-RT |  | 1195 | each | 0
12360 | A4HP5060D1000A 5 TON HEAT PUMP-RT |  | 1280 | each | 0
12400 | A4AC5018D1000A 1.5 TON AIR CONDITIONER-RT.. |  | 596 | each | 0
12410 | A4AC5024D1000A 2 TON AIR CONDITIONER-RT |  | 635 | each | 0
12420 | A4AC5030D1000A 2.5 TON AIR CONDITIONER-RT |  | 670 | each | 0
12430 | A4AC5036D1000A 3 TON AIR CONDITIONER-RT |  | 764 | each | 0
12440 | A4AC5042D1000A 3.5 TON AIR CONDITIONER-RT |  | 805 | each | 0
12450 | A4AC5048D1000A 4 TON AIR CONDITIONER-RT |  | 879 | each | 0
12460 | A4AC5060D1000A 5 TON AIR CONDITIONER-RT |  | 999 | each | 0
13100 | TEM4B0B24M21 1.5/2 TON AIR HANDLER- TRANE |  | 531 | each | 0
13110 | TEM4A0B31M31 2.5 TON AIR HANDLER- TRANE |  | 594 | each | 0
13120 | TEM4B0C37M31 3 TON AIR HANDLER- TRANE |  | 660 | each | 0
13130 | TEM4A0C43M41 3.5 TON AIR HANDLER- TRANE |  | 746 | each | 0
13140 | TEM4A0C49M41 4 TON AIR HANDLER- TRANE |  | 813 | each | 0
13150 | TEM4B0C60S51 5 TON AIR HANDLER- TRANE |  | 892 | each | 0
13200 | S8B1A040M3PSC 80 GAS FURNACE (1.5/2 TON) -TRANE |  | 572 | each | 0
13210 | S8B1B060M4PSC 80 GAS FURNACE (2.5/3 TON) -TRANE |  | 604 | each | 0
13220 | S8B1C080M5PSC 80 GAS FURNACE (3.5/4 TON) -TRANE |  | 640 | each | 0
13230 | S8B1C100M5PSC 80 GAS FURNACE (5 TON) -TRANE |  | 685 | each | 0
13300 | S9B1B040U3PSA 93 GAS FURNACE (1.5/2 TON) -TRANE |  | 700 | each | 0
13310 | S9B1B060U4PSA 93 GAS FURNACE (2.5/3 TON) -TRANE |  | 743 | each | 0
13320 | S9B1C080U5PSA 93 GAS FURNACE (3.5/4 TON) -TRANE |  | 951 | each | 0
13330 | S9B1C100U5PSA 93 GAS FURNACE (5 TON) -TRANE |  | 950 | each | 0
13400 | 4TWR4018N1 1.5 TON HEAT PUMP-TRANE |  | 942 | each | 0
13410 | 4TWR4024N1 2 TON HEAT PUMP-TRANE |  | 992 | each | 0
13420 | 4TWR4030N1 2.5 TON HEAT PUMP-TRANE |  | 1021 | each | 0
13430 | 4TWR4036N1 3 TON HEAT PUMP-TRANE |  | 1135 | each | 0
13440 | 4TWR4042N1 3.5 TON HEAT PUMP-TRANE |  | 1278 | each | 0
13450 | 4TWR4048N1 4 TON HEAT PUMP-TRANE |  | 1306 | each | 0
13460 | 4TWR4060N1 5 TON HEAT PUMP-TRANE |  | 1491 | each | 0
13500 | 4TTR4018N1 1.5 TON AIR CONDITIONER-TRANE.. |  | 696 | each | 0
13510 | 4TTR4024N1 2 TON AIR CONDITIONER-TRANE |  | 726 | each | 0
13520 | 4TTR4030N1 2.5 TON AIR CONDITIONER-TRANE |  | 814 | each | 0
13530 | 4TTR4036N1 3 TON AIR CONDITIONER-TRANE |  | 877 | each | 0
13540 | 4TTR4042N1 3.5 TON AIR CONDITIONER-TRANE |  | 965 | each | 0
13550 | 4TTR4048N1 4 TON AIR CONDITIONER-TRANE |  | 1050 | each | 0
13560 | 4TTR4060N1 5 TON AIR CONDITIONER-TRANE |  | 1346 | each | 0
13600 | BAYHTR1505LUGB 5KW ELEC HEATER (1.5-2 TON) |  | 39 | each | 0
13610 | BAYHTR1508LUGB 8KW ELEC HEATER (2.5-3 TON) |  | 49 | each | 0
13620 | BAYHTR1510LUGB 10KW ELEC HEATER (3.5-4 TON) |  | 52 | each | 0
13630 | BAYHTR1517LUGB 17KW ELEC HEATER (5 TON) |  | 115 | each | 0
13700 | 4TXCA002DS3 COIL (1.5-2 TON) |  | 285 | each | 0
13710 | 4TXCB003DS3 COIL (1.5-3 TON) |  | 277 | each | 0
13720 | 4TXCB006DS3 COIL (2.5-3 TON) |  | 367 | each | 0
13730 | 4TXCC009DS3 COIL (3.5-5 TON).. |  | 371 | each | 0
15100 | CBA25UH-018-230 Fan Coil/1.5Ton/230-1 |  | 420 | each | 0
15110 | CBA25UH-024-230 Fan Coil/2.0Ton/230-1 |  | 435 | each | 0
15120 | CBA25UH-030-230 Fan Coil/2.5Ton/230-1 |  | 470 | each | 0
15130 | CBA25UH-036-230 Fan Coil/3.0Ton/230-1 |  | 500 | each | 0
15140 | CBA25UH-042-230 Fan Coil/3.5Ton/230-1 |  | 550 | each | 0
15150 | CBA25UH-048-230 Fan Coil/4.0Ton/230-1 |  | 625 | each | 0
15160 | CBA25UH-060-230 Fan Coil/5.0Ton/230-1 |  | 725 | each | 0
15200 | ML180UH045E36A Furnace/Gas/45Btuh/3Ton |  | 443 | each | 0
15210 | ML180UH070E36A Furnace/Gas/70Btuh/3Ton |  | 464 | each | 0
15220 | ML180UH070E36B Furnace/Gas/70Btuh/3Ton |  | 464 | each | 0
15230 | ML180UH090E48B Furnace/Gas/90K BTU 4Ton |  | 515 | each | 0
15240 | ML180UH090E60C Furnace/Gas/90Btuh/5Ton |  | 541 | each | 0
15250 | ML180UH110E60C Furnace/Gas/110Btuh/5Ton |  | 556 | each | 0
15260 | ML180UH135E60D Furnace/Gas/135Btuh/5Ton |  | 567 | each | 0
15300 | ML193UH045XE36B Furnace-Gas/45Btuh/3T |  | 705 | each | 0
15310 | ML193UH070XE36B Furnace-Gas/70Btuh/3T |  | 744 | each | 0
15320 | ML193UH090XE48C Furnace-Gas/90Btuh/4T |  | 783 | each | 0
15330 | ML193UH090XE36C Furnace-Gas/90Btuh/3T |  | 768 | each | 0
15340 | ML193UH110XE48C Furnace-Gas/110Btuh/4T |  | 799 | each | 0
15350 | ML193UH110XE60C Furnace-Gas/110Btuh/5T |  | 854 | each | 0
15400 | ML17XP1-018-230 HEATPUMP/1.5TON/230V |  | 960 | each | 0
15410 | ML17XP1-024-230 HEATPUMP/2.0TON/230V |  | 1044 | each | 0
15420 | ML17XP1-030-230 HEATPUMP/2.5TON/230V |  | 1116 | each | 0
15430 | ML17XP1-036-230 HEATPUMP/3.0TON/230V |  | 1200 | each | 0
15440 | ML17XP1-042-230 HEATPUMP/3.5TON/230V |  | 1344 | each | 0
15450 | ML17XP1-048-230 HEATPUMP/4.0TON/230V |  | 1416 | each | 0
15460 | ML17XP1-060-230 HEATPUMP/5.0TON/230V |  | 1560 | each | 0
15500 | ML17XC1-018-230 Condenser/1.5 Ton/230 |  | 765 | each | 0
15510 | ML17XC1-024-230 Condenser/2 Ton/230 |  | 791 | each | 0
15520 | ML17XC1-030-230 Condenser/2.5 Ton/230 |  | 825 | each | 0
15530 | ML17XC1-036-230 Condenser/3 Ton/230 |  | 850 | each | 0
15540 | ML17XC1-042-230 Condenser/3.5 Ton/230 |  | 935 | each | 0
15550 | ML17XC1-048-230 Condenser/4 Ton/230 |  | 1063 | each | 0
15560 | ML17XC1-060-230 Condenser/5 Ton/230 |  | 1233 | each | 0
15600 | ECBA25-5 |  | 36.8 | each | 0
15610 | ECBA25-7.5 |  | 55.19 | each | 0
15620 | ECBA25-10 |  | 58.71 | each | 0
15700 | CX35-24A-6F-20 Coil/2TON/CASED |  | 174 | each | 0
15710 | CX35-24B-6F-20 Coil/2TON/CASED |  | 178 | each | 0
15720 | CX35-30A-6F-20 Coil/2.5TON/CASED |  | 196 | each | 0
15730 | CX35-30B-6F-20 Coil/2.5TON/CASED |  | 200 | each | 0
15740 | CX35-36A-6F-20 Coil/3TON/CASED |  | 221 | each | 0
15750 | CX35-36B-6F-20 Coil/3TON/CASED |  | 225 | each | 0
15760 | CX35-48B-6F-20 Coil/4TON/CASED |  | 248 | each | 0
15770 | CX35-48C-6F-20 Coil/4TON/CASED |  | 259 | each | 0
15780 | CX35-49C-6F-20 Coil/4TON/CASED |  | 327 | each | 0
15790 | CX35-60C-6F-20 Coil/5TON/CASED |  | 337 | each | 0
15795 | CX35-60D-6F-20 Coil/5TON/CASED |  | 343 | each | 0
15800 | CHX35-18A-6F COIL/1.5Ton/Cased |  | 186 | each | 0
15810 | CHX35-24A-6F COIL/2 Ton/Cased |  | 209 | each | 0
15820 | CHX35-24B-6F COIL/2 Ton/Cased |  | 213 | each | 0
15830 | CHX35-30A-6F COIL/2.5 Ton/Cased |  | 257 | each | 0
15840 | CHX35-30B-6F COIL/2.5 Ton/Cased |  | 254 | each | 0
15850 | CHX35-36A-6F COIL/3 Ton/Cased |  | 259 | each | 0
15860 | CHX35-36B-6F COIL/3 Ton/Cased |  | 270 | each | 0
15870 | CHX35-36C-6F COIL/3 Ton/Cased |  | 275 | each | 0
15880 | CHX35-42B-6F COIL/3.5 Ton/Cased |  | 315 | each | 0
15890 | CHX35-42C-6F COIL/3.5 Ton/Cased |  | 338 | each | 0
15900 | CHX35-48B-6F COIL/4 Ton/Cased |  | 315 | each | 0
15910 | CHX35-48C-6F COIL/4 Ton/Cased |  | 326 | each | 0
15920 | CHX35-60D-6F COIL/5 Ton/Cased |  | 360 | each | 0
15930 | CHX35-51/61C-6F COIL/4-5 Ton/Cased |  | 394 | each | 0
17000 | MITSUBISHI MPUYA24NHA7 OD UNIT 2 TON |  | 2037.6 | each | 0
17010 | MITSUBISHI MPKAA24KA7TH ID UNIT 2 TON |  | 1062.6 | each | 0
17020 | MITSUBISHI MWBPA5 FRONT WIND BAFFLE |  | 184.8 | each | 0
17030 | SAMSUNG AR09TSFACWKXCV OD UNIT |  | 859 | each | 0
17040 | SAMSUNG AR09TSFABWKNCV ID UNIT |  | 452 | each | 0
17050 | SAMSUNG AR OD UNIT - 1 TON |  | 512.32 | each | 0
17060 | SAMSUNG AR12TSFYBWKNCV ID UNIT - 1 TON |  | 465 | each | 0
17070 | SAMSUNG AR24TSFYBWKXCV OD UNIT 2 TON |  | 895.02 | each | 0
17080 | SAMSUNG AR24TSFYBWKNCV ID UNIT 2 TON |  | 597.67 | each | 0
17090 | SAMSUNG 43801423493 FRONT WIND BAFFLE |  | 248.47 | each | 0
17100 | BD-BLUE 230 COND PUMP |  | 264 | each | 0
17110 | SPEEDY CHANNEL LINESET GUTTER |  | 157.4 | each | 0
17120 | E LITE EQUIPMENT PAD 18X38X3 |  | 40.05 | each | 0
17200 | CONDENSATE PUMP PRO CP 225 | 2 | 45.44 | each | 90.88
17210 | 3/8 x 1/2 Barb x MIP - 701-012D |  | 3.85 | each | 0
17220 | 3/8 x 3/4 Barb x MIP | 2 | 4.2 | each | 8.4
17230 | 1/2 x 3/4 Barb x MIP - 701-002D |  | 3.25 | each | 0
17500 | 32X32X3 PLASTIC EQUIP PAD |  | 47.93 | each | 0
17510 | 36X36X3 PLASTIC EQUIP PAD | 4 | 32.95 | each | 131.8
17520 | 36X40X3 PLASTIC EQUIP PAD |  |  | each | 0
17600 | 24X34 24GA DRN PAN NO HOLE |  | 35.75 | each | 0
17610 | 30X34 24GA DRN PAN NO HOLE |  | 36.38 | each | 0
17620 | 30X36 24GA DRN PAN |  |  | each | 0
17630 | 30X60 24GA DRN PAN |  | 48.62 | each | 0
17640 | 32X70 24GA DRN PAN |  |  | each | 0
17650 | 34X75 24GA DRN PAN |  | 61.95 | each | 0
17660 | 36X80 24GA DRN PAN | 2 | 65.54 | each | 131.08
17670 | 12X10X3-1/2 GAS BOX - NO HOLE | 3 | 9 | each | 27
18000 | 11X17X24 DB PLENUM W CAP R8 |  | 44.68 | each | 0
18010 | 11X17X24 DB SLEEVE - NO CAP R8 |  | 36.76 | each | 0
18020 | 11X17X48 DB PLENUM W CAP R8 |  | 59.87 | each | 0
18030 | 11-1/4X18X24 DB PLENUM W CAP R8 |  | 31.08 | each | 0
18040 | 11-1/4X18X24 DB SLEEVE NO CAP R8 |  | 30 | each | 0
18050 | 11-1/4X18X48 DB PLENUM W CAP R8 |  | 62.16 | each | 0
18060 | 14-1/2X18X24 DB PLENUM W CAP R8 |  | 33.46 | each | 0
18070 | 14-1/2X18X48DB SLEEVE NO CAP R8 |  | 32 | each | 0
18080 | 14-1/2X18X48 DB PLENUM W CAP R8 |  | 62.58 | each | 0
18090 | 14-3/4X17X24 DB PLENUM W CAP R4 | 1 | 42 | each | 42
18100 | 14-3/4X17X24 DB SLEEVE - NO CAP R8 |  | 38.8 | each | 0
18110 | 14-3/4X17X48 DB PLENUM W CAP R4 | 2 | 53.94 | each | 107.88
18120 | 17X17X24 DB PLENUM W CAP R8 |  | 47.97 | each | 0
18130 | 17X17X24 DB SLEEVE - NO CAP R8 |  | 40.02 | each | 0
18140 | 17X17X48 DB PLENUM W CAP R8 |  | 66.39 | each | 0
18150 | 18X18X24 DB PLENUM W CAP R8 |  | 35.27 | each | 0
18160 | 18X18X24 DB SLEEVE NO CAP R8 |  | 34 | each | 0
18170 | 18X18X48 DB PLENUM W CAP R8 |  | 70.47 | each | 0
18180 | 19-3/4X17X24 DB PLENUM W CAP R8 | 2 | 50.18 | each | 100.36
18190 | 19-3/4X17X24 DB SLEEVE NO CAP R8 | 2 | 41.51 | each | 83.02
18200 | 19-3/4X17X48 DB PLENUM W CAP R8 | 2 | 70.12 | each | 140.24
18210 | 12x12x48 DB CAP MALE END R4 |  | 31.74 | each | 0
18220 | 12x12x48 DB CAP FEMALE END R4 |  | 31.74 | each | 0
18230 | 12x12x48 DB NO CAP R4 |  | 30.55 | each | 0
18240 | 21X21X24 DB PLENUM W CAP |  | 42.34 | each | 0
18250 | 21X2IX24 DB SLEEVE NO CAP R8 |  | 40 | each | 0
18260 | 2IX21X48 DB PLENUM W CAP R8 |  | 74.7 | each | 0
18270 | METAL DIST TRIANGLE |  | 55 | each | 0
18280 | LRG DB TRIANGLE DIST | 9 | 43.79 | each | 394.11
18290 | 12-1/2 X 12-1/2 X 12 METAL BOX (UNINSUL) |  | 12.04 | each | 0
18300 | 14-1/2 X 14-1/2 X 12 METAL BOX (UNINSUL) |  | 14.57 | each | 0
18310 | 16-1/2X16-1/2 X 12 METAL BOX (UNINSUL) |  | 15.26 | each | 0
18320 | 20-1/2 X 14-1/2 X 12 METAL BOX (UNINSUL) |  | 17.7 | each | 0
18330 | 24-1/2 X 12-1/2 X 12 METAL BOX (UNINSUL) |  | 18.95 | each | 0
18340 | 25-1/2 X14-1/2 X 12 METAL BOX (UNINSUL) |  | 19.9 | each | 0
18350 | 12-1/2 X 12-1/2 X 12 METAL BOX R8 | 4 | 19.92 | each | 79.68
18360 | 14-1/2 X 14-1/2 x 12 METAL BOX R8 | 3 | 24.62 | each | 73.86
18370 | 16-1/2 X 16-1/2 X 12 METAL BOX R8 |  | 29.73 | each | 0
18380 | 16-1/2 X 25-1/2 X 12 RTN AIR BOX R8 |  | 31.9 | each | 0
18390 | 20-1/2 X 14-1/2 X 12 METAL BOX R8 | 1 | 32.9 | each | 32.9
18400 | 20-1/2 X 20-1/2 X 12 METAL BOX R8 | 2 | 41.22 | each | 82.44
18410 | 24-1/2 X 12-1/2 X 12 METAL BOX R8 |  | 35.27 | each | 0
18420 | 25-1/2 X 14-1/2 X 12 R8 METAL BOX R8 |  | 53.94 | each | 0
18430 | 25-1/2 X 16-1/2 X 12 METAL BOX R8 |  | 43.13 | each | 0
18440 | 25-1/2 X 20-1/2 X 12 METAL BOX R8 | 1 | 49.7 | each | 49.7
18450 | 14-1/2X24X18 PLATFORM BOX |  | 40.62 | each | 0
18460 | 14-3/4X22X18 PLATFORM BOX |  | 53.98 | each | 0
18470 | 17-3/4X24X18 PLATFORM BOX | 1 | 47.33 | each | 47.33
18480 | 18-3/4X22X18 PLATFORM BOX |  | 52.44 | each | 0
18490 | 21X24X18 PLATFORM BOX |  | 54.05 | each | 0
18500 | 21-1/4X22X18 PLATFORM BOX |  | 66.62 | each | 0
18510 | 23-3/4X22X18 PLATFORM BOX |  | 71.51 | each | 0
18520 | 24-1/2X24X22 PLATFORM BOX |  | 79.81 | each | 0
18530 | 25X24X22 PLATFORM BOX |  | 89.3 | each | 0
18540 | 4X4 WALL CAP HOOD - LINESET COVER |  | 7 | each | 0
18550 | IX48X120 2" R8 DB 6 SHT |  |  | each | 0
18560 | 48X96 24 GA SHEET METAL |  |  | each | 0
18570 | 48X96 26 GA SHEET METAL |  | 41.17 | each | 0
18580 | 4X4 METAL STRIP 48" LONG | 4 | 3 | each | 12
18590 | 1/2" x 1-1/2"-48" DRYWALLFRAME |  | 2.75 | each | 0
18600 | 120 26GA S CLEAT |  | 5.95 | each | 0
18610 | 120 26GA DRV CLEAT | 8 | 3.16 | each | 25.28
18620 | 120 28GA DRV CLEAT |  | 3.68 | each | 0
18630 | 3X48X50 FSK DUCT WRAP R8 |  | 34.23 | each | 0
18640 | 2.2X48X75 FSK DUCT WRAP R6 |  | 0 | each | 0
20000 | 10X4X4 STRT BOOT | 14 | 3.55 | each | 49.7
20010 | 10X4X6 STRT BOOT | 13 | 3.17 | each | 41.21
20020 | 12X4X7 STRT BOOT | 30 | 4.04 | each | 121.2
20030 | 14X4X8 STRT BOOT | 1 | 6 | each | 6
20040 | 14X6X8 STRT BOOT |  | 5.31 | each | 0
20050 | 14X6X9 STRT BOOT |  | 9.4 | each | 0
20060 | 10X4X4 90 ANGLE BOOT |  | 4.16 | each | 0
20070 | 10X4X6 90 ANGLE BOOT |  | 3.17 | each | 0
20080 | 12X4X7 90 ANGLE BOOT | 1 | 4.43 | each | 4.43
20090 | 14X4X8 90 ANGLE BOOT |  | 7.12 | each | 0
20100 | 14X6X8 90 ANGLE BOOT |  | 5.51 | each | 0
20110 | 14X6X9 90 ANGLE BOOT |  | 9.4 | each | 0
20120 | 10X4X4 CNTR END BOOT | 2 | 4.7 | each | 9.4
20130 | 10X4X6 CNTR END BOOT |  | 4.25 | each | 0
20140 | 12X4X7 CNTR END BOOT |  | 5.45 | each | 0
20150 | 14X4X8 CNTR END BOOT | 1 | 7.12 | each | 7.12
20160 | 14X6X8 CNTR END BOOT | 5 | 7.21 | each | 36.05
20170 | 14X6X9 CNTR END BOOT |  | 7.61 | each | 0
20180 | 10X4 BOOT FRM 24 | 17 | 3.4 | each | 57.8
20190 | 10X6 BOOT FRM 24 |  | 3.4 | each | 0
20200 | 12X4 BOOT FRM 24 | 11 | 3.4 | each | 37.4
20210 | 12X6 BOOT FRM 24 |  | 3.4 | each | 0
20220 | 14X4 BOOT FRM 24 | 1 | 4.64 | each | 4.64
20230 | 14X6 BOOT FRM 24 |  | 5.09 | each | 0
20240 | 26 BOOT RAIL |  | 0.65 | each | 0
20250 | 4 MET START COLLAR |  | 0.93 | each | 0
20260 | 6 MET START COLLAR |  | 0.96 | each | 0
20270 | 7 MET START COLLAR |  | 1.56 | each | 0
20280 | 8 MET START COLLAR | 5 | 1.7 | each | 8.5
20290 | 9 MET START COLLAR |  | 2.18 | each | 0
20300 | 10 MET START COLLAR | 3 | 2.19 | each | 6.57
20310 | 12 MET START COLLAR | 1 | 3.55 | each | 3.55
20320 | 14 MET START COLLAR | 2 | 3.57 | each | 7.14
20330 | 16 MET START COLLAR | 1 | 3.77 | each | 3.77
20340 | 18 MET START COLL |  |  | each | 0
20350 | 20 MET START COLL |  |  | each | 0
20360 | 4 DB START COLLAR | 14 | 1.23 | each | 17.22
20370 | 6 DB START COLLAR | 22 | 1.45 | each | 31.9
20380 | 7 DB START COLLAR | 30 | 1.71 | each | 51.3
20390 | 8 DB START COLLAR | 11 | 1.99 | each | 21.89
20400 | 9 DB START COLLAR |  | 2.18 | each | 0
20410 | 10 DB START COLLAR | 10 | 2.49 | each | 24.9
20420 | 12 DB START COLLAR | 14 | 2.87 | each | 40.18
20430 | 14 DB START COLLAR | 6 | 3.61 | each | 21.66
20440 | 16 DB START COLLAR | 1 | 12.05 | each | 12.05
20450 | 18 DB START COLLAR |  | 21.2 | each | 0
20460 | 20 DB START COLLAR |  | 0 | each | 0
20470 | 4 DB COLLAR W/DMPR |  |  | each | 0
20480 | 6 DB COLLAR W/DMPR | 8 | 6.6 | each | 52.8
20490 | 7 DB COLLAR W/ DMPR |  | 9.32 | each | 0
20500 | 8 DB COLLAR W/ DMPR |  | 10.16 | each | 0
20510 | 9 DB COLLAR W/ DMPR |  | 11.94 | each | 0
20520 | 10 DB COLLAR W/ DMPR |  | 10.38 | each | 0
20530 | 4 SADDLE COLLAR |  | 0 | each | 0
20540 | 6 SADDLE COLLAR |  | 0 | each | 0
20550 | 7 SADDLE COLLAR |  | 0 | each | 0
20560 | 8 SADDLE COLLAR |  | 0 | each | 0
20570 | 10 SADDLE COLLAR |  | 0 | each | 0
20580 | 12 SADDLE COLLAR |  | 0 | each | 0
20590 | 6X4X4 26GA WYE |  | 10.26 | each | 0
20600 | 6X6X4 26GA WYE |  | 9.88 | each | 0
20610 | 6X6X6 26GA WYE |  | 12.92 | each | 0
20620 | 7X6X4 26GA WYE |  | 10.97 | each | 0
20630 | 7X6X6 26GA WYE |  | 11.26 | each | 0
20640 | 7X7X4 26GA WYE | 1 | 16.47 | each | 16.47
20650 | 8X6X6 26GA WYE |  | 10.31 | each | 0
20660 | 8X8X4 26GA WYE |  | 0 | each | 0
20670 | 8X8X6 26GA WYE | 1 | 14.5 | each | 14.5
20680 | 9X7X7 26GA WYE |  | 14.25 | each | 0
20690 | 9X8X6 26GA WYE |  | 17.09 | each | 0
20700 | 10X8X8 26GA WYE | 2 | 14.35 | each | 28.7
20710 | 12XI0XI0 26GA WYE |  | 23.62 | each | 0
20720 | 14X12X12 26GAWYE |  |  | each | 0
20730 | 4 28GA 90 ELBOW | 6 | 2.47 | each | 14.82
20740 | 6 30GA 90 ELBOW |  | 2.05 | each | 0
20750 | 7 30GA 90 ELBOW |  | 3.27 | each | 0
20760 | 8 30GA 90 ELBOW |  | 3.55 | each | 0
20770 | 9 30GA 90 ELBOW |  | 5.75 | each | 0
20780 | 10 30GA 90 ELBOW | 6 | 5.56 | each | 33.36
20790 | 12 28GA 90 ELBOW |  | 7.7 | each | 0
20800 | 14 28GA 90 ELBOW |  | 10.29 | each | 0
20810 | 16 26GA 90 ELBOW |  | 14.56 | each | 0
20820 | 18 26GA ADJ 90 ELL |  | 22.97 | each | 0
20830 | 20 26GA ADJ 90 ELL |  | 65.1 | each | 0
20840 | 4 30GA FLEX DUCT CONN | 1 | 1.64 | each | 1.64
20850 | 6 30GA FLEX DUCT CONN | 2 | 1.21 | each | 2.42
20860 | 7 30GA FLEX DUCT CONN | 2 | 2.53 | each | 5.06
20870 | 8 30GA FLEX DUCT CONN | 4 | 1.62 | each | 6.48
20880 | 9 30GA FLEX DUCT CONN |  | 1.68 | each | 0
20890 | 10 30GA FLEX DUCT CONN | 1 | 3.39 | each | 3.39
20900 | 12 30GA FLEX DUCT CONN | 1 | 3.57 | each | 3.57
20910 | 14 30GA FLEX DUCT CONN | 4 | 5.16 | each | 20.64
20920 | 16 30GA FLEX DUCT CONN |  | 8.84 | each | 0
20930 | 18 30GA FLEX DUCT CONN |  |  | each | 0
20940 | 20 30GA FLEX DUCT CONN |  |  | each | 0
20950 | 4 ADHESIVE SADDLE TAKEOFF |  |  | each | 0
20960 | 6 ADHESIVE SADDLE TAKEOFF |  | 4.75 | each | 0
20970 | 7 ADHESIVE SADDLE TAKEOFF |  | 5.45 | each | 0
20980 | 8 ADHESIVE SADDLE TAKEOFF |  | 5.56 | each | 0
20990 | 9 ADHESIVE SADDLE TAKEOFF |  |  | each | 0
21000 | 10 ADHESIVE SADDLE TAKEOFF |  | 8.9 | each | 0
21010 | 4 ADHESIVE SADDLE TAKEOFF W DAMPER |  | 9.51 | each | 0
21020 | 6 ADHESIVE SADDLE TAKEOFF W DAMPER |  | 7.91 | each | 0
21030 | 7 ADHESIVE SADDLE TAKEOFF W DAMPER |  | 10.84 | each | 0
21040 | 8 ADHESIVE SADDLE TAKEOFF W DAMPER |  | 11.27 | each | 0
21050 | 4X3 26GA RED NO CRMP |  | 4.17 | each | 0
21060 | 5X4 26GA REDUCER |  | 5.17 | each | 0
21070 | 6X4 26GA TPRD RED | 1 | 4.74 | each | 4.74
21080 | 6X5 26GA TPRD RED |  | 4.74 | each | 0
21090 | 7X4 26GA TPRD RED |  |  | each | 0
21100 | 7X6 26GA TPRD RED |  | 5.39 | each | 0
21110 | 8X4 26GA TPRD RED |  | 0 | each | 0
21120 | 8X6 26GA TPRD RED |  | 5.1 | each | 0
21130 | 8X7 26GA TPRD RED | 1 | 5.39 | each | 5.39
21140 | 9X8 26GA TPRD RED |  | 7.78 | each | 0
21150 | 10X8 26GA TPRD RED |  | 6.56 | each | 0
21160 | 10X9 26GA TPRD RED |  | 8.52 | each | 0
21170 | 12X10 26GA TPRD RED |  | 7.97 | each | 0
21180 | 14XIO 26GA TPRD RED |  | 12.34 | each | 0
21190 | 14X12 26GA TPRD RED |  | 10.39 | each | 0
21200 | 16X14 26GA TPRD RED |  | 12.52 | each | 0
21210 | 4 26GA END CAP |  | 5.88 | each | 0
21220 | 6 26GA END CAP |  | 6.25 | each | 0
21230 | 7 26GA END CAP |  | 7.09 | each | 0
21240 | 8 26GA END CAP |  | 7.09 | each | 0
21250 | 9 26GA END CAP NO CRIMP |  |  | each | 0
21260 | 10 26GA END CAP NO CRIvfP |  | 8.82 | each | 0
21270 | 12 26GA END CAP NO CRMP |  | 9.25 | each | 0
21280 | 14 26GA END CAP NO CRMP |  | 12.84 | each | 0
21290 | 3-1/4X10X60 DUCT WALL STACK |  | 34.34 | each | 0
21300 | 3-1/4X10 END CAP |  | 5.01 | each | 0
23000 | 4X5 FT 28GA SNLK RND PIPE | 10 | 6.88 | each | 68.8
23010 | 6X5 FT 30GA SNLK RND PIPE |  | 7.47 | each | 0
23020 | 7X5 FT 30GA SNLK RND PIPE |  | 9.88 | each | 0
23030 | 8X5 FT 30GA SNLK RND PIPE |  | 11.88 | each | 0
23040 | 9X5 FT 30GA SNLK RND PIPE |  | 14.7 | each | 0
23050 | 10X5 FT 28GA SNLK RND PIPE | 10 | 16.72 | each | 167.2
23060 | 12X5 FT 28GA SNLK RND PIPE |  | 18.78 | each | 0
23070 | 14X5 FT 26GA SNLK RND PIPE |  | 23.33 | each | 0
23080 | 16X5 FT 26GA SNLK RND PIPE |  | 48.44 | each | 0
23090 | 18X5 FT 26GA SNLK RND PIPE |  |  | each | 0
23100 | 20X5 FT 26GA SNLK RND PIPE |  |  | each | 0
23110 | 4X25 BLAC VINYL FLEX AIR DUCT R4.2 | 23 | 19.82 | each | 455.86
23120 | 6X25 BLAC VINYL FLEX AIR DUCT R4.2 | 28 | 25.48 | each | 713.44
23130 | 7X25 BLAC VINYL FLEX AIR DUCT R4.2 | 29 | 27.67 | each | 802.43
23140 | 8X25 BLAC VINYL FLEX AIR DUCT R4.2 | 14 | 30.9 | each | 432.6
23150 | 9X25 BLAC VINYL FLEX AIR DUCT R4.2 |  | 34.27 | each | 0
23160 | 10X25 BLAC VINYL FLEX AIR DUCT R4.2 | 7 | 38.95 | each | 272.65
23170 | 12X25 BLAC VINYL FLEX AIR DUCT R4.2 | 6 | 47.52 | each | 285.12
23180 | 14X25 BLAC VINYL FLEX AIR DUCT R4.2 | 8 | 56.35 | each | 450.8
23190 | 16X25 BLAC VINYL FLEX AIR DUCT R4.2 | 1 | 67.78 | each | 67.78
23200 | 18X25 BLAC VINYL FLEX AIR DUCT R4.2 |  |  | each | 0
23210 | 20X25 BLAC VINYL FLEX AIR DUCT R4.2 |  |  | each | 0
23220 | 4X25 BLAC VINYL FLEX AIR DUCT R6.0 |  | 23.02 | each | 0
23230 | 6X25 BLAC VINYL FLEX AIR DUCT R6.0 |  | 31.3 | each | 0
23240 | 7X25 BLAC VINYL FLEX AIR DUCT R6.0 |  | 34.52 | each | 0
23250 | 8X25 BLAC VINYL FLEX AIR DUCT R6.0 |  | 36.96 | each | 0
23260 | 9X25 BLAC VINYL FLEX AIR DUCT R6.0 |  | 41.43 | each | 0
23270 | 10X25 BLAC VINYL FLEX AIR DUCT R6.0 |  | 46.38 | each | 0
23280 | 12X25 BLAC VINYL FLEX AIR DUCT R6.0 |  | 54.98 | each | 0
23290 | 14X25 BLAC VINYL FLEX AIR DUCT R6.0 |  |  | each | 0
23300 | 16X25 BLAC VINYL FLEX AIR DUCT R6.0 |  |  | each | 0
23310 | 18X25 BLAC VINYL FLEX AIR DUCT R6.0 |  |  | each | 0
23320 | 20X25 BLAC VINYL FLEX AIR DUCT R6.0 |  |  | each | 0
23330 | 4X25 BLAC VINYL FLEX AIR DUCT R8.0 |  | 33.23 | each | 0
23340 | 6X25 BLAC VINYL FLEX AIR DUCT R8.0 |  | 38.59 | each | 0
23350 | 7X25 BLAC VINYL FLEX AIR DUCT R8.0 |  | 42.48 | each | 0
23360 | 8X25 BLAC VINYL FLEX AIR DUCT R8.0 |  | 47.33 | each | 0
23370 | 9X25 BLAC VINYL FLEX AIR DUCT R8.0 |  | 52.2 | each | 0
23380 | 10X25 BLAC VINYL FLEX AIR DUCT R8.0 |  | 57.48 | each | 0
23390 | 12X25 BLAC VINYL FLEX AIR DUCT R8.0 |  | 70.58 | each | 0
23400 | 14X25 BLAC VINYL FLEX AIR DUCT R8.0 |  | 86.83 | each | 0
23410 | 16X25 BLAC VINYL FLEX AIR DUCT R8.0 |  | 100.63 | each | 0
23420 | 18X25 BLAC VINYL FLEX AIR DUCT R8.0 |  | 119.6 | each | 0
23430 | 20X25 BLAC VINYL FLEX AIR DUCT R8.0 |  |  | each | 0
24000 | 3/4X10 PVC DWV S40 PE PIPE | 16 | 4.15 | each | 66.4
24010 | 3/4 PVC S40 SXS 45 ELL |  | 1.25 | each | 0
24020 | 3/4 PVC S40 SXS 90 ELL | 24 | 0.51 | each | 12.24
24030 | 3/4 PVC S40 SXS 90 ST ELL |  | 1.16 | each | 0
24040 | 3/4 PVC S40 SOC CAP | 12 | 0.46 | each | 5.52
24050 | 3/4 PVC S40 SXS COUP | 12 | 0.39 | each | 4.68
24060 | 3/4 PVC S40 SXM ADPT | 12 | 0.43 | each | 5.16
24070 | 3/4 PVC S40 SXF ADPT |  | 0.67 | each | 0
24080 | 3/4 PVC S40 SXSXS TEE | 12 | 0.66 | each | 7.92
24090 | 3/4 PVC J TRAP | 8 | 1.5 | each | 12
24100 | 1X10 PVC DWV S40 PE PIPE |  | 12.35 | each | 0
24110 | 1 PVC S40 SXS 45 ELL |  | 1.4 | each | 0
24120 | 1 PVC S40 SCS 90 ELL |  | 0.82 | each | 0
24130 | 1 PVC S40 SXS COUP |  | 0.66 | each | 0
24140 | 1 PVC S40 SXSXS TEE |  | 1.25 | each | 0
24150 | 3/4 x 1 PVC REDUCER BUSHING spig X SOC |  | 0.89 | each | 0
24160 | 2X10 FT PVC DWV S40 PE PIPE | 10 | 23.48 | each | 234.8
24170 | 2 PVC S40 SXS 45 ELL | 8 | 1.98 | each | 15.84
24175 | 2 PVC S40 SXS 90 ELL |  | 2.14 | each | 0
24180 | 2 PVC S40 SXS LS 90 ELL | 8 | 4.06 | each | 32.48
24190 | 2 PVC S40 PUSH ON CAP |  | 1.87 | each | 0
24200 | 2 PVC S40 SXS COUP | 8 | 0.88 | each | 7.04
24210 | 3X10 FT PVC DWV S40 PE PIPE |  | 30.24 | each | 0
24220 | 3 PVC SXS 45 ELI, |  | 6.47 | each | 0
24230 | 3 PVC S40 SXS LS 90 ELL |  | 8.63 | each | 0
24240 | 3 PVC S40 SXS COUP |  | 3.06 | each | 0
25000 | BROAN 1667EH FAN HOUSING - FAN ONLY |  | 6.99 | each | 0
25010 | BROAN 1688EF FAN TRIM |  | 12.28 | each | 0
25020 | BROAN BEH FAN LIGHT HOUSING |  | 12.33 | each | 0
25030 | BROAN BEL6F FAN LIGHT TRIM |  | 36.72 | each | 0
25040 | BROAN 744 CAN FAN LIGHT 70 CFM |  | 104.09 | each | 0
25050 | BROAN 744 CAN FAN LIGHT 70 CFM (TRIM) |  | 0 | each | 0
25060 | A000HFNF FAN HOUSING 80 CFM |  | 10.82 | each | 0
25070 | AE80BF1 CFM FAN FIN PK 80 CFM |  | 39.66 | each | 0
25080 | BROAN A110 CFM FAN |  | 150.35 | each | 0
25090 | BROAN A110 CFM FAN (FAN TRIM) |  | 0 | each | 0
25100 | PANASONIC FV-07VBA1 HOUSING 70 CFM | 7 | 32.97 | each | 230.79
25110 | PANASONIC FV-07VBB1 FAN TRIM 70 CFM | 7 | 42.59 | each | 298.13
25120 | PANASONIC FV-0510VSA1 HOUSING FAN ONLY 100 CFM | 1 | 28.16 | each | 28.16
25130 | PANASONIC FV-0510VSB1 FAN ONLY TRIM 100 CFM | 1 | 70.07 | each | 70.07
25140 | PANASONIC FV-0510VSL1 FAN LIGHT 100 CFM |  | 147.5 | each | 0
25150 | PANASONIC FV-0510VSL1 FAN LIGHT 100 CFM (TRIM) |  | 0 | each | 0
25160 | PANASONIC FV-08VRE2 CAN FAN LIGHT 80 CFM | 4 | 160.99 | each | 643.96
25170 | PANASONIC FV-08VRE2 CAN FAN LIGHT 80 CFM (TRIM) | 4 | 0 | each | 0
25180 | BROAN MD8TU FRESH AIR KIT |  | 203.05 | each | 0
25190 | BROAN MD10TU FRESH AIR | 1 | 242.06 | each | 242.06
25200 | BROAN MDTU PRESSURE SWITCH KIT |  | 60 | each | 0
25210 | 6 ROUND BACKDRAFT DAMPER |  | 18.52 | each | 0
25220 | 8 ROUND BACKDRAFT DAMPER |  | 20.95 | each | 0
25230 | MANUAL GALV DAMPER 4" |  | 2.24 | each | 0
25240 | MANUAL GALV DAMPER 6" |  | 2.53 | each | 0
25250 | MANUAL GALV DAMPER 7" |  | 3.1 | each | 0
25260 | MANUAL GALV DAMPER 8" |  | 3.33 | each | 0
25270 | MANUAL GALV DAMPER 9" |  | 3.67 | each | 0
25280 | MANUAL GALV DAMPER 10" |  | 3.68 | each | 0
25290 | MANUAL GALV DAMPER 12" |  | 6.07 | each | 0
26000 | 4 PLAS DRYER V/HOOD W TLPC WHITE ASSEMBLY | 14 | 3.71 | each | 51.94
26010 | 4 PLAS DRYER V/HOOD W TLPC BROWN ASSEMBLY |  | 3.48 | each | 0
26020 | 4 WHT ALUM UDR EAVE VENT |  | 4.68 | each | 0
26030 | 6 GALV WALL VENT W/ SCRN & DMPR | 9 | 24.51 | each | 220.59
26040 | 8 GALV WALL VENT W/ SCRN & DMPR |  | 20.83 | each | 0
26050 | 10 GALV WALL VENT W/ SCRN & DMPR | 2 | 40.75 | each | 81.5
26060 | 3-1/4 X 10 BROAN 639 WALL CAP |  | 22.06 | each | 0
26070 | BROAN ROOF CAP 6 - 8 RND OR 3-1/4X10 DUCT |  | 28 | each | 0
26080 | ROOF CAP F/ RND DUCT UP TO 4 |  | 13.03 | each | 0
26090 | ROOF CAP 6 BLACK PLASTIC W DAMPER |  | 28 | each | 0
26100 | ROOF CAP 8 BLACK PLASTIC W DAMPER |  | 48.5 | each | 0
26110 | ROOF CAP 10 BLACK PLASTIC W DAMPER |  | 55.24 | each | 0
26120 | 3-1/2 DP DRYER BX F/ 2X4 WALL | 3 | 33.81 | each | 101.43
26500 | SSI INLNE OVERFLOW SAFE-T-SWCH | 7 | 30 | each | 210
26510 | SS2 SEC LINE OVERFLOW SAFE-T-SWC | 7 | 22.75 | each | 159.25
26520 | AQUAGUARD AGI 100+ PAN FLOAT SWITCH | 7 | 13.26 | each | 92.82
26530 | APRIL AIRE 700 POWER HUMID |  |  | each | 0
26540 | APRIL AIRE 600 BYPASS HUMID |  |  | each | 0
26550 | APRIL AIRE 500 BYPASS HUMID |  |  | each | 0
26560 | APRIL AIRE R8145 VENTILATOR |  | 291.39 | each | 0
26570 | APRIL AIRE 8100 ERV |  | 1291.73 | each | 0
26580 | APRILAIRE DEHUMIDIFIER E100 |  | 1592.99 | each | 0
26590 | HONEYWELL F100 16X20 MEDIA CABINET.. |  | 125.68 | each | 0
26600 | HONEYWELL F100 16X25 MEDIA CABINET |  | 94.63 | each | 0
26610 | HONEYWELL F100 20X20 MEDIA CABINET |  | 125.68 | each | 0
26620 | HONEYWELL F100 20X25 MEDIA CABINET |  | 125.68 | each | 0
27000 | 18/03 UL TSTAT WIRE 500FT PAK BROW |  |  | each | 0
27010 | 18/08 UL TSTAT WIRE 250 FT SPL | 3 | 91.5 | each | 274.5
27020 | TRUEZONE 2 ZONE PANEL KIT 2H1C HZ221K - HP Only |  | 184.3 | each | 0
27030 | TRUEZONE 3 ZONE PANEL KIT 2H2C HZ322K - GAS or HP |  | 208 | each | 0
27040 | TRUEZONE 4 ZONE PANEL KIT 3H/2C HZ432K - Dual Fuel | 3 | 254 | each | 762
27050 | 6 RND ZONE DAMPER - ARD6TZ HONEYWELL |  | 104.4 | each | 0
27060 | 8 RND ZONE DAMPER - ARD8TZ HONEYWELL |  | 157.03 | each | 0
27070 | 10 RND ZONE DAMPER - ARD10TZ HONEYWELL | 2 | 111 | each | 222
27080 | 12 RND ZONE DAMPER - ARD12TZ HONEYWELL | 5 | 116.1 | each | 580.5
27090 | 14 RND ZONE DAMPER - ARD14TZ HONEYWELL | 1 | 128.15 | each | 128.15
27100 | 16 RND ZONE DAMPER - ARD16TZ HONEYWELL |  | 152 | each | 0
27110 | 8 BYPASS DAMPER - CPRD8 HONEYWELL | 1 | 76.8 | each | 76.8
27120 | 10 BYPASS DAMPER - CPRD10 HONEYWELL | 2 | 90.1 | each | 180.2
27130 | 12 BYPASS DAMPER - CPRD12 HONEYWELL |  | 92.2 | each | 0
27140 | T4 TH42I0U2002 (2H11C) |  | 53.87 | each | 0
27150 | T6 TH6220U200 (2H/2C) |  | 107.95 | each | 0
27160 | T6 Z WAVE TH6320ZW2003 (3H/2c) |  |  | each | 0
27170 | T6 PRO WIFI TH6320WF2003 (3H/2C) |  | 149.21 | each | 0
27180 | TI0 PRO WIFI THX321 WF2003W (3H/2c) |  | 204.37 | each | 0
27190 | TI0 PRO RED LINK THX321 WFS2001W | 9 | 235 | each | 2115
27200 | RED LINK ROOM SENSOR cn89R2002-2 |  | 111.53 | each | 0
27210 | GOOGLE NEST T3008US |  | 215 | each | 0
27220 | ZF 10 IN DAMPER W MOTOR 14' CBL (ZFRDPI0-14) |  | 66.65 | each | 0
27230 | ZF 121N DAMPER W MOTOR 14' CBL (ZFRDP12-14) |  | 69.88 | each | 0
27240 | ZF 14IN DAMPER W MOTOR 14' CBL (ZFRDP14-14) |  | 77.31 | each | 0
27250 | ZF 161N DAMPER W MOTOR 14' CBL (ZFRDP16-14) |  | 87.41 | each | 0
27260 | ZF 20X20 DAMPER (ZDSP2020) |  | 275 | each | 0
27270 | ZF 81N BYPASS DAMPER (ZFSPAD8) |  | 0 | each | 0
27280 | ZF 10IN BYPASS DAMPER (ZFSPADI0) |  | 72.81 | each | 0
27290 | ZF 12 IN BYPASS DAMPER (ZFSPAD12) |  | 68.71 | each | 0
27300 | ZF 14 IN BYPASS DAMPER (ZFSPAD14) |  | 0 | each | 0
27310 | ZF ZONE PANEL ELEC 1-3 ZONES (ZFH32P) |  | 103.4 | each | 0
27320 | ZF ZONE PANEL GAS 2 ZONES (ZFMMP2) |  | 71.76 | each | 0
27330 | ZF ZONE PANEL GAS 3 ZONES (ZFMMP3) |  | 79.12 | each | 0
27340 | MARKEL OUTDOOR TSTAT SPDT |  | 20.95 | each | 0
28000 | 4X12 ADJ GAS BVENT PIPE |  | 6.63 | each | 0
28010 | 4X12 GAS B VENT PIPE |  | 5.65 | each | 0
28020 | 4X24 GAS B VENT PIPE |  | 9.2 | each | 0
28030 | 4X3 FT GAS B VENT PIPE |  | 12.35 | each | 0
28040 | 4X4 FT GAS B VENT PIPE |  | 15.8 | each | 0
28050 | 4X5 FT GAS B VENT PIPE |  | 18.48 | each | 0
28060 | 4 GAS B VENT 90 ELL |  | 15.2 | each | 0
28070 | 4 GAS B VENT CAP |  | 8.1 | each | 0
28080 | 4X3 B VENT INCREASER |  | 5.05 | each | 0
28090 | 4 B VENT STORM COLLAR |  | 1.35 | each | 0
28100 | 4 B VENT FLASHING ADJ |  | 5.45 | each | 0
28110 | 4 SUPPORT ASSEMBLY |  | 7.43 | each | 0
28120 | 4RDH 4" DRAFT HOOD CONNECTOR B VENT PIPE |  |  | each | 0
28130 | 5X12 ADJ GAS B VENT PPE |  |  | each | 0
28140 | 5X12 GAS B VENT PIPE |  |  | each | 0
28150 | 5X24 GAS B VENT PIPE |  |  | each | 0
28160 | 5X3 FT GAS B VENT PIPE |  |  | each | 0
28170 | 5X4 FT GAS B VENT PIPE |  |  | each | 0
28180 | 5X5 FT GAS B VENT PIPE |  |  | each | 0
28190 | 5 GAS B VENT 90 ELL |  | 17.22 | each | 0
28200 | 5 GAS B VENT CAP |  |  | each | 0
28210 | 5X4X3 B VENT TEE |  |  | each | 0
28220 | 5 B VENT STORM COLLAR |  |  | each | 0
28230 | 5 B VENT FLASHNG ADJ |  |  | each | 0
29000 | 1/8 0D EXT COP TUBE 6 PK |  | 7.04 | each | 0
29010 | 1/4 FLARE CAP 12PK |  | 0 | each | 0
29020 | 3/8 SHIRT REF FLR NUT FORGED |  |  | each | 0
29030 | 1/2 SHORT FLRNUT |  | 3.44 | each | 0
29040 | 1/2 WROT CXM ADPT |  | 0 | each | 0
29050 | 3/4 WROT CXM ADPT |  | 0 | each | 0
29060 | 1/8 WROT CXC COUP 1/4 OD |  | 0.33 | each | 0
29070 | 1/4 WROT CXC COUP 3/8 OD | 4 | 0.26 | each | 1.04
29080 | 3/8 WROT CXC COUP 1/2 OD | 4 | 0.36 | each | 1.44
29090 | 1/2 WROT CXC COUP 5/8 OD |  | 0.62 | each | 0
29100 | 5/8 WROT CXC COUP 3/4 OD | 4 | 0.98 | each | 3.92
29110 | 3/4 WROT CXC COUP 7/8 OD |  | 1.35 | each | 0
29120 | 1 WROT CXC COUP 1-1/8 OD |  | 2.05 | each | 0
29130 | 1/4 WROT CXC 45 ELL 3/8 OD |  | 2.22 | each | 0
29140 | 3/8 WROT CXC 45 ELL 1/2 OD | 8 | 1.95 | each | 15.6
29150 | 1/2 WROT CXC 45 ELL 5/8 OD |  | 0.85 | each | 0
29160 | 5/8 WROT CXC 45 ELL 3/4 OD |  | 1.65 | each | 0
29170 | 3/4 WROT CXC 45 ELL 7/8 OD |  | 2.08 | each | 0
29180 | 1 WROT CXC 45 ELL 1-1/8 OD |  | 3.85 | each | 0
29190 | 1/4 WROT CXC LT 90 ELL 3/8 OD |  | 1.66 | each | 0
29200 | 3/8 WROT CXC 90 ELL 1/2 OD |  | 1.66 | each | 0
29210 | 3/8 WROT CXC LT 90 ELL 1/2 OD | 8 | 1.42 | each | 11.36
29220 | 1/2 WROT CXC LT 90 ELL 5/8 OD |  | 1.58 | each | 0
29230 | 5/8 WROT CXC LT 90 ELL 3/4 OD |  | 2.47 | each | 0
29240 | 3/4 WROT CXC LT 90 ELL 7/8 OD |  | 2.95 | each | 0
29250 | 1 WROT CXC LT90 ELL 1-1/8 OD |  | 5.83 | each | 0
29260 | 1/2 ID WROT FTGXC ST 45 ELL 5/8 OD |  | 0 | each | 0
29270 | 5/8 WROT FTGXC ST 45 ELL 3/4 OD |  | 1.56 | each | 0
29280 | 3/4 WROT FTGXC ST 45 ELL 7/8 OD |  | 0 | each | 0
29290 | 1 WROT FTGXC ST 45 ELL 1-1/8 OD |  | 0 | each | 0
29300 | 1/4 WROT FTGXC LT ST 90 ELL 3/8 OD |  | 0 | each | 0
29310 | 1/2 WROT FTGXC LT ST 90 ELL 5/8 OD |  | 0 | each | 0
29320 | 5/8 WROT FTGXC LT ST 90 ELL 3/4 OD |  | 0 | each | 0
29330 | 3/4 WROT FTGXC LT ST 90 ELL 7/8 OD |  | 0 | each | 0
29340 | 1 WROT FTGXC LT ST 90 ELL 1-1/8 OD |  | 0 | each | 0
29350 | 1/4X1/2X1/2X50 COP PE LINESET |  | 173.15 | each | 0
29360 | 1/4X5/8X1/2X25 COP PE LINESET |  | 146.51 | each | 0
29370 | 1/4X5/8X1/2X50FT 16/2 14/3 WIRE |  | 370.44 | each | 0
29380 | 14/4 SPLIT TRAY CABLE FOR LINESET |  | 78.99 | each | 0
29390 | 3/8X5/8X1/2X30 COP PE LINESET |  | 162.3 | each | 0
29400 | 3/8X3/4X1/2X30 COP PE LINESET |  | 124.35 | each | 0
29410 | 3/8X7/8X1/2X30 COP PE LINESET |  | 165.85 | each | 0
29410 | 3/8X5/8X1/2X50 COP PE LINESET |  | 183.63 | each | 0
29420 | 3/8X3/4X1/2X50 COP PE LINESET | 3 | 175 | each | 525
29430 | 3/8X7/8X1/2X50 COP PE LINESET | 3 | 265.89 | each | 797.67
29440 | 3/8X1-1/8X1/2X50 COP PE LINESET |  | 375 | each | 0
29450 | 3/8 ID X 1/2 X 72 PIPE INSUL |  | 3.1 | each | 0
29460 | 5/8 IDX 1/2 X 72 PIPE INSUL |  | 2.02 | each | 0
29470 | 3/4 IDX 1/2 X 72 PIPE INSUL |  | 2.07 | each | 0
29480 | 7/8 ID X 1/2 X 72 PIPE INSUL | 6 | 2.2 | each | 13.2
29490 | 1-1/8 ID X 1/2 X 72 PIPE INSUL |  | 2.48 | each | 0
29500 | 1/4 OD X 50 SOFT REF TUBE |  |  | each | 0
29510 | 3/8 ODX 50 SOFT REF TUBE |  |  | each | 0
29520 | 1/2 OD X 50 SOFT REF TUBE | 3 | 142 | each | 426
29530 | 5/8 OD X 50 SOFT REF TUBE | 1 | 133.55 | each | 133.55
29540 | 3/4 OD X 50 SOFT REF TIDE |  |  | each | 0
29550 | 7/8 OD X 50 SOFT REF TUBE |  |  | each | 0
29560 | 1-1/8 ODX 50 SOFT REF TUBE |  |  | each | 0
30000 | 10X4 2W 2 WAY REG WHITE | 19 | 3.05 | each | 57.95
30010 | 12X4 2W 2 WAY REG WHITE | 12 | 3.48 | each | 41.76
30020 | 14X4 2W 2 WAY REG WHITE | 2 | 4.02 | each | 8.04
30030 | 10X6 2W 2 WAY REG WHITE |  | 3.78 | each | 0
30040 | 12X6 2W 2 WAY REG WHITE |  | 4.45 | each | 0
30050 | 14X6 2W 2 WAY REG WHITE |  | 4.01 | each | 0
30060 | 14X8 2W 2 WAY REG WHITE |  |  | each | 0
30070 | 10X4 1 WAY CURVED BLADE WHIT |  | 8.42 | each | 0
30080 | 12X4 1 WAY CURVED BLADE WHIT |  | 7.39 | each | 0
30090 | 14X4 1 WAY CURVED BLADE WHIT |  | 14.96 | each | 0
30100 | 4X10 FLOOR REGISTER WHITE |  | 2.97 | each | 0
30110 | 4X12 FLOOR REGISIER WHITE |  |  | each | 0
30120 | 4X14 FLOOR REGISTER WHITE |  |  | each | 0
30130 | 4X10 FLOOR REGISTER BROWN | 10 | 2.04 | each | 20.4
30140 | 4X12 FLOOR REGISIER BROWN | 19 | 2.52 | each | 47.88
30150 | 4X14 FLOOR REGISTER BROWN |  | 3.53 | each | 0
30160 | 6X12 FLOOR REGISTER BROWN |  | 5.1 | each | 0
30170 | 6X14 FLOOR REGISTER BROWN | 5 | 9.52 | each | 47.6
30180 | 2X12 TOE KICK REGISTER WHIT |  | 2.2 | each | 0
30185 | 2X14 TOE KICK REGISTER WHIT |  | 2.35 | each | 0
30190 | 2X12 TOE KICK REGISTER BROWN |  | 2.2 | each | 0
30200 | 2X14 TOE KICK REGISTER BROWN |  | 2.43 | each | 0
30210 | 10X4 RETURN AIR GRL 1/2 FIN WHIT |  | 1.95 | each | 0
30220 | 12X6 RETURN AIR GRL 1/2 FIN WHIT |  | 2.65 | each | 0
30230 | 14X6 RETURN AIR GRL 1/2 FIN WHIT |  | 2.73 | each | 0
30240 | 14X8 RETURN AIR GRL 1/2 FIN WHIT |  | 3.48 | each | 0
30250 | 14X10 RETURN AIR GRL 1/2 FIN WHIT | 4 | 4.59 | each | 18.36
30260 | 10X10 RG RTN AIR GRL 1/2 FIN WHIT |  |  | each | 0
30270 | 12X12 RG RTN AIR GRL 1/2 FIN WHIT | 4 | 4.25 | each | 17
30280 | 14X14 RG RTN AIR GRL 1/2 FIN WHIT | 3 | 5.35 | each | 16.05
30290 | 14X20 RG RN AIR GRL 1/2 FIN WHIT | 1 | 8.66 | each | 8.66
30300 | 16X16 RG AIR GRL 1/2 FIN WHIT |  | 7.99 | each | 0
30310 | 20X10 RG RTN AIR 1/2 FIN WHIT |  | 6.48 | each | 0
30320 | 20X14 RGRN AR GRL 1/2 FIN WHIT |  | 8.77 | each | 0
30330 | 20X16 RG RTN AIR GRL 1/2 FIN WHIT |  | 9.27 | each | 0
30340 | 20X20 RG AIR GRL 1/2 FIN WHIT | 2 | 11.6 | each | 23.2
30350 | 24X12 RG AIR GRL 1/2 FIN WHIT |  | 8.36 | each | 0
30360 | 25X14 RG RTN AIR GRL 1/2 FIN WHIT |  | 13.77 | each | 0
30370 | 25X16 RGRTN AIR GRL 1/2 FIN WHIT |  | 13 | each | 0
30380 | 25x20 RG RTN AIR GRL 1/2 FIN WHIT | 1 | 15.66 | each | 15.66
30390 | 30X10 RGRTN AIR GRL 1/2 FIN WHIT |  | 9.05 | each | 0
30400 | 30X12 RG RTN AIR GRL 1/2 FIN WHIT |  |  | each | 0
30410 | 30X14 RG RTN AIR GRL 1/2 FIN WHIT |  |  | each | 0
30420 | 12X12 FG RTN FLTR GRL 1/2 FIN WHIT |  | 9.44 | each | 0
30430 | 14X14 FG RTN FLTR GRL 1/2 FIN WHIT |  | 12.33 | each | 0
30440 | 14X20 FG RTN FLTR GRL 1/2 FIN WHIT |  | 16.5 | each | 0
30450 | 16X16 FG RTN FLTR GRL 1/2 FIN WHIT |  | 15.8 | each | 0
30460 | 20X14 FG RTN FLTR GRL 1/2 FIN WHIT |  | 17.03 | each | 0
30470 | 20X16 FG RTN FLTR GRL 1/2 FIN WHIT |  | 18.9 | each | 0
30480 | 20X20 FG RTN FLTR GRL 1/2 FIN WHIT |  | 20.8 | each | 0
30490 | 24X12 FG RTN FLTR GRL 1/2 FIN WHIT |  | 17.55 | each | 0
30500 | 25X14 FG RTN FLTR GRL 1/2 FIN WHIT |  | 21.02 | each | 0
30510 | 25X16 FG RTN FLTR GRL 1/2 FIN WHIT |  | 21.8 | each | 0
30520 | 25X20 FG RTN FLTR GRL 1/2 FIN WHIT |  | 25.33 | each | 0
30530 | 12X12X1 F/GLS AIR FLTR |  | 1.66 | each | 0
30540 | 12X24X1 F/GLS AIR FLTR |  | 2.3 | each | 0
30550 | 14X14X1 F/GLS AIR FLTR |  | 2.02 | each | 0
30560 | 14X20X1 F/GLS AIR FLTR |  | 2.35 | each | 0
30570 | 14X25X1 F/GLS AIR FLTR |  | 2.22 | each | 0
30580 | 16X16X1 F/GLS AIR FLTR |  | 2.3 | each | 0
30590 | 16X20X1 F/GLS AIR FLTR |  | 2.2 | each | 0
30600 | 16X25X1F/GLS AIR FLTR |  | 2.3 | each | 0
30610 | 20X10X1 F/GLS AIR FILTER |  |  | each | 0
30620 | 20X20X1 F/GLS PNL FLTR |  | 2.15 | each | 0
30630 | 20X25X1 F/GLS AIR FILTER |  | 2.35 | each | 0
32000 | QUICKFLASH 4" PIPE WALL COVER |  | 6.3 | each | 0
32010 | QUICKFLASH 6" PIPE WALL COVER |  | 6.3 | each | 0
32020 | QUICKFLASH 8" PIPE WALL COVER |  | 6.85 | each | 0
32030 | QUICKFLASH WALL LINESET COVER |  | 15.25 | each | 0
32040 | QUICKFLASH WALL LINESET COVER - BRICK |  | 15.25 | each | 0
32050 | QUICKFLASH TAPE |  |  | each | 0
35000 | 6X14X8 FIRE RATED 90 BOOT |  | 43.69 | each | 0
35010 | 6X12X7 FIRE RATED 90 BOOT |  | 37.19 | each | 0
35020 | 4X10X6 FIRE RATED 90 BOOT |  | 37.77 | each | 0
35030 | 6X10X6 FIRE RATED 90 BOOT |  | 41.33 | each | 0
35040 | 16X12 RADIATION DAMPER |  | 27.57 | each | 0
35050 | BROAN 80RDH FAN HOUSING w RADIATION DAMPER |  | 57 | each | 0
35060 | BROAN 80RDH FAN TRIM (RADIATION DAMPER) |  | 37.5 | each | 0
35070 | 16" X 25' FIRE WRAP (DRYER) |  | 160 | each | 0
39000 | FIRE FOAM | 4 | 5.95 | each | 23.8
39010 | 10 X 12 16 GA NAIL PLATE |  | 5.25 | each | 0
39020 | 5X18 16 GA NAIL PLATE | 12 | 2.98 | each | 35.76
39030 | 5X8 16GA SELF NAILING BOCA PLT | 20 | 1.37 | each | 27.4
39040 | 15WB+ 10.1 OZ CART FIRE CAULK |  | 9.53 | each | 0
39050 | SILICONE TUBE (EA) | 4 | 4.88 | each | 19.52
39060 | ACETYLENE TANK |  | 127.47 | each | 0
39070 | OXYGEN TANK |  | 121.77 | each | 0
39080 | 40 CU NITROGEN TANK |  | 187.34 | each | 0
39090 | REFRIG RECLAIM TANK 50 LB |  | 170 | each | 0
39100 | 16 GA ANGLE 2X2 |  |  | each | 0
39110 | 1-1/2 X 100 FT COIL 30 GA GALV HGR STRP | 2 | 17.24 | each | 34.48
39120 | 1-3/4X100 YARDS DUCT STRP BLAC | 15 | 4.55 | each | 68.25
39130 | 36" PANDUIT STRAPS | 500 | 0.199 | each | 99.5
39140 | 2 WOOD CHIP BRSH | 12 | 0.45 | each | 5.4
39150 | DUCT SEAL GRAY DP1030ATLGR - GALLON | 6 | 15.88 | each | 95.28
39160 | DUCT SEAL DP1010 - TUBE.. |  | 3.25 | each | 0
39170 | RUB & CORK ANTI VIB PAD 2X2 | 24 | 1.2 | each | 28.8
39180 | 3X60 AF099 FOIL TAPE SILVER UL 181A | 6 | 15.6 | each | 93.6
39190 | SILVER FSK DUCT TAPE |  |  | each | 0
39200 | 2X60 PC857 BLAC TAPE UL181B-FX |  | 14.04 | each | 0
39210 | 2X120 YD BLACK FLEX TAPE - DC 181 | 16 | 9.27 | each | 148.32
39220 | 4X4X8 CONCRETE BRICK |  | 0.98 | each | 0
39230 | 8X8X16 HOLLOW CNCRT BLOCK | 12 | 2.33 | each | 27.96
39240 | 2" PVC PIPE ROOF BOOT | 4 | 5.81 | each | 23.24
39250 | 1-5/8X1-5/8X10 14 GREE WSL STRUT |  |  | each | 0
40000 | 9 5T AX SAWZALL BLD 5PK |  | 1.65 | each | 0
40010 | 9 18T TORCH SAWZALL BLD 5PK |  | 1.45 | each | 0
40020 | ACETYLENE TANK - REFILL ONLY | 1 | 20.03 | each | 20.03
40030 | OXYGEN TANK - REFILL ONLY | 1 | 7.51 | each | 7.51
40040 | 40 CU NITROGEN TANK - REFILL ONLY | 1 | 12.89 | each | 12.89
40050 | 11" Nylon Wire Ties 100pk |  | 5.88 | each | 0
40060 | 9/16 STAPLES 4000 PER BX |  | 5.55 | each | 0
40070 | 72B WIRE NUT BLUE IOOPK |  | 5.05 | each | 0
40080 | 73B WRE NUT ORAN IOOPK |  | 7.02 | each | 0
40090 | 74B WIRE NUT YELL IOOPK |  | 3.66 | each | 0
40095 | 3/8 ID X 50 CLR VINYL TUBE - 738 | 1 | 13.42 | each | 13.42
40100 | 5/8 ID X 100 CLR VINYL TUBE |  | 10.27 | each | 0
40110 | 4X4 RUB & CORK ANTI PAD |  |  | each | 0
40120 | *0219 LF 6% SILV BRAZ ROD |  | 95.88 | each | 0
40130 | 6.5 OZ STAY SILV WHIT BRAZ FLUX |  | 12.67 | each | 0
40140 | SAND CLO BROW 1.5X10 YDS |  | 0 | each | 0
40150 | CALG 4182-24 CAL BLUE QT. |  | 8.45 | each | 0
40160 | BLUE PIPE COMPOUND 1/2 PINT |  | 10.85 | each | 0
40170 | SUPERSEAL FLEX NJ SEAL |  | 5.87 | each | 0
40180 | LEAK DET PRO-BUBBLE |  | 11 | each | 0
40190 | THERMO-TRAP SPRAY 32 OZ Heat Dissapating.. |  | 21.55 | each | 0
40200 | 3/4X520 PTFE PIPE THRD TAPE |  | 2.23 | each | 0
40210 | 8 OZ PURP PRMR / CLNR | 1 | 6.34 | each | 6.34
40220 | 8 OZ PVC HD CLR CMM | 1 | 5.01 | each | 5.01
40230 | 16 OZ PURP PRMR / CLNR |  |  | each | 0
40240 | 16 OZ PURP PRMR - NSF LISTED |  |  | each | 0
40250 | 16 OZ PVC HD CLR CMNT |  |  | each | 0
40260 | *NLA 1/4X1-1/4 DRV NAIL HAMM ANCR |  | 18.5 | each | 0
40270 | 10X1-1/4 PLAS ANCR KIT IOOPCS |  | 8.15 | each | 0
40280 | BIT TIP TAP SCRW 100 H/HD 1/4 |  |  | each | 0
40290 | 8X3/4 BIT TIP TAP SCRW 1000 1/4 |  |  | each | 0
40300 | 8X3/4 BIT TIP TAP SCRW 500 H/HD 1/4 |  |  | each | 0
40310 | 10X3/4 BIT TIP TAP SCRW 500 5/16 |  |  | each | 0
40320 | 8X1/2 ZIP SCRW 1000 H/HD 1/4 |  | 21.88 | each | 0
40330 | 8X3/4 ZIP SCRW H/HD 1/4 |  | 96 | each | 0
40340 | 8X1 ZIP SCRW 1000 H/HD 1/4 |  | 26.2 | each | 0
40350 | 8X2 ZIP SCRW 250 H/HD 1/4 |  | 6.29 | each | 0
40360 | 8X2 ZIP SCRW WI-yr 250 WI-D 1/4 |  | 68.64 | each | 0
40370 | 8X3 ZIP IN SCRW WHIT 150# TUB |  | 19.19 | each | 0
40380 | 2 WOOD SAMMY 3/8 VERT GST 20 |  | 0 | each | 0
40390 | DRYWALL SCREWS |  | 0 | each | 0
40400 | 8P NAILS |  | 0 | each | 0
40410 | ROOFING NAILS |  | 0 | each | 0
40420 | 1/8X2X30 FT FOAM INSUL |  | 20.4 | each | 0
40430 | 3/4X60 BLACK ELEC TAPE |  | 1.75 | each | 0
40440 | 440 BUTYL GASKET TAPE |  | 3.12 | each | 0
40450 | REGISIER TEXTURE WHITE SPRAY PAINT |  | 5.86 | each | 0
40460 | BLACK FLAT SPRAY PAINT |  | 8.62 | each | 0
40470 | WHITE SPRAY PAINT |  | 9.27 | each | 0
40480 | BROWN SPRAY PAINT |  | 9.59 | each | 0
40490 | ROOF TAR |  | 8.24 | each | 0
40500 | PAN SPRY CNDST PAN SEALER AERO BLAC |  | 0 | each | 0
40510 | 8 OZ WD-40 LUB |  | 9.1 | each | 0
40520 | Polymer Caulking Compound - 16 oz Block |  | 8.7 | each | 0
40530 | 1/2 LIQUIDIITE (LN ET) |  | 150.22 | each | 0
40540 | 1/2 LIQUIDflTE SIRT CONN.. |  | 0 | each | 0
40550 | 1/2 LIQUIDTITE 90 CONN |  | 0.62 | each | 0
40560 | 1/2 COPPER CLAD 2H STRP |  | 0.06 | each | 0
40570 | 1/4 - 5/8 NHCRO CLW |  |  | each | 0
40580 | 1/2 SS HOSE CLW 3/8 - 7/8 |  |  | each | 0
40590 | 1/2 HOSE CLAMP |  | 0.44 | each | 0
40600 | SHOE COVERS (BOX) |  | 9.07 | each | 0
40610 | PRO FLUSH 160Q PF-16.. |  | 0 | each | 0
40620 | THERMO-TRAP SPRAY 32 OZ Heat Dissapating.. |  | 5.76 | each | 0
50000 | 1" TAG - GAS METER 25 pk |  | 22.82 | each | 0
50010 | MAXICAP PROT F/ 325-5 GAS REG |  | 5.77 | each | 0
50020 | 1/2 - 3/4 BLK POLY TWIN CLAMP |  | 0.12 | each | 0
50030 | 3/8 MIP X 3/8 MIP X 24 GAS CONNECTOR |  | 10.65 | each | 0
50040 | 1/2 MIP X 1/2 MIP X 24 GAS CONNECTOR | 1 | 7.96 | each | 7.96
50050 | 1/2 MIP X 1/2 MIP X 36 GAS CONNECTOR |  | 10.12 | each | 0
50060 | 3/4 MIP X 3/4 MIP X 36 GAS CONNECTOR |  | 20.97 | each | 0
50070 | 1/2X10 BLK A53A S40 PIPE |  | 28.5 | each | 0
50080 | 1/2 BLK MI 150# BRS GJ UNION | 4 | 4.38 | each | 17.52
50090 | 1/2 BLK MI 150# 45 ELL |  | 0.98 | each | 0
50100 | 1/2 BLK MI 150# 90 ELL | 8 | 2.18 | each | 17.44
50110 | 1/2 BLK MI 150# ST 90 |  | 6.52 | each | 0
50120 | 1/2 BLK MI 150# CAP | 2 | 2.18 | each | 4.36
50130 | 1/2 BLK 150# COUP | 2 | 2.94 | each | 5.88
50140 | 1/2XCLOSE BLK STL | 8 | 1.78 | each | 14.24
50150 | 1/2X1-1/2 BLK STL NIP |  | 1.79 | each | 0
50160 | 1/2x2 BLK STL NIP | 6 | 1.49 | each | 8.94
50170 | 1/2X3 BLK STL NIP |  | 1.77 | each | 0
50180 | 1/2X4 BLK NIP | 8 | 2.57 | each | 20.56
50190 | 1/2X6 BLK SIL NIP |  | 2.79 | each | 0
50200 | 1/2X8 BLK STL NIP |  | 4.99 | each | 0
50210 | 1/2X12 BLK STL NIP |  | 7.13 | each | 0
50220 | 1/2 BLK Ml STL PLUG |  | 1.97 | each | 0
50230 | 1/2 BLK MI 150# TEE | 5 | 2.85 | each | 14.25
50240 | 1/2 BRZ LEV HDL 2PC GAS BV | 5 | 3.44 | each | 17.2
50250 | 1/2 OD X 1/2 FLR UNION |  | 9.62 | each | 0
50260 | 1/2 2 PSI LINE PRES REG | 5 | 16 | each | 80
50270 | 3/4 2 PSI LINE PRES REG | 1 | 45.04 | each | 45.04
50280 | 1/2X50 CSST TUBE (50 foot roll) | 2 | 121.86 | each | 243.72
50290 | 1/2X100 CSST TUBE (PER ROLL) |  | 243.73 | each | 0
50300 | 1/2X250 CSST TUBE (PER ROLL) |  | 608.93 | each | 0
50310 | 3/4X50 CSST TUBE (PER ROLL) | 1 | 159.04 | each | 159.04
50320 | 3/4XI00 CSST TUBE (PER ROLL) |  | 318.11 | each | 0
50330 | 3/4X250 CSST TUBE (PER ROLL) |  | 794.76 | each | 0
50340 | 1X50 CSST TUBE (PER ROLL) |  | 437.67 | each | 0
50350 | 1X100 CSST TUBE (PER ROLL) | 6 | 875.35 | each | 5252.1
50360 | 1/2X1/2 NPT MALE MJ FTG |  | 10.08 | each | 0
50370 | 3/4X3/4 NPT MALE MJ FTG |  | 13.74 | each | 0
50380 | 1/2X1/2 NPT FEMALE MJ FTG |  | 0 | each | 0
50390 | 3/4X3/4 NPT FEMALE MJ FTG |  | 0 | each | 0
50400 | 1/2 APPL STUB OUT |  | 7.46 | each | 0
50410 | 3/4 APPL STUB OUT |  | 12.43 | each | 0
50420 | 1/2X7 MTR STUB OUT | 1 | 7.46 | each | 7.46
50430 | 1/2X12 STUB OUT | 1 | 2.22 | each | 2.22
50440 | 3/4X7 MTR STUB OUT |  | 11.18 | each | 0
50450 | 3/4X12 MTR STUB OUT |  | 11.43 | each | 0
50460 | 1 X 7 MTR STUB OUT |  | 15.23 | each | 0
50470 | 1/2 MANIFOLD W 4 1/2 OUT |  | 31.72 | each | 0
50480 | QUARTER STRIKER PLT | 2 | 1.06 | each | 2.12
50490 | HALF STRIKER PLT | 2 | 2.09 | each | 4.18
50500 | FULL STRIKER PIST | 2 | 4.35 | each | 8.7
50510 | DOUBLE TOP STRIKER PLATE |  | 2.09 | each | 0
50520 | IXI FT STRIP WND HOSE |  | 2.73 | each | 0
50530 | 1 1/2X1 FT STRIP WND HOSE |  | 9.77 | each | 0
50540 | WARD MANIFOLD BRACKET | 1 | 10.76 | each | 10.76
50550 | WARDF1ex 3-1/10 X 6-4/5 X 6-4/5 IN NPT GAS SUPPLY BOX | 1 | 48.43 | each | 48.43
50560 | 1/2" 0-15 PSI GAS TEST GAUGE | 2 | 11.12 | each | 22.24
50570 | 3/4" 0-30 PSI GAS TEST GAUGE |  | 11.12 | each | 0
50580 | 3/4X10 BLK T&C A53A S40 PIPE |  | 9.36 | each | 0
50590 | 3/4 BLK 150# BRS GJ UNION |  | 4.83 | each | 0
50600 | 3/4 BLKM 150# 45 ELL |  | 1.55 | each | 0
50610 | 3/4 BLKW 150# 90 ELL |  | 2.64 | each | 0
50620 | 3/4 BLK 150# ST 90 ELL |  | 6.82 | each | 0
50630 | 3/4 BLK 150# CAP |  | 2.94 | each | 0
50640 | 3/4 BLK Ml 150# COUP |  | 3.48 | each | 0
50650 | 3/4XCLOSE BLK STL NIP |  | 0.56 | each | 0
50660 | 3/4X1-1/2 BLK STL NIP |  | 5.94 | each | 0
50670 | 3/4X2 BLK STL NIP |  | 1.84 | each | 0
50680 | 3/4X3 BLK STL NIP |  | 2.1 | each | 0
50690 | 3/4X4 BLK SIL NIP |  | 2.58 | each | 0
50700 | 3/4X6 BLK STL NIP |  | 1.8 | each | 0
50705 | 3/4X8 BLK STL NIP |  |  | each | 0
50710 | 3/4X12 BLK STL NIP |  | 11.91 | each | 0
50715 | 3/4X24 BLK STL NIP |  |  | each | 0
50720 | 3/4 BLK SLD PLUG |  | 0.88 | each | 0
50730 | 3/4 BLK 150# TEE |  | 4.01 | each | 0
50740 | 3/4 BRZ LEV HDL 2PC GAS BV |  | 8.54 | each | 0
50750 | 3/4 OD X 3/4 FIR UNION |  | 0 | each | 0
50760 | 3/8X2 BLK sn NIP |  | 2 | each | 0
50770 | 1/2 X 3/8 BELL REDUCER |  | 3.03 | each | 0
50780 | 3/4 x 1/2" BLK BELL REDUCER |  | 3.48 | each | 0
50790 | 1 x 3/4 BELL REDUCER |  | 13.54 | each | 0
50800 | 1 BLKNfl 150# COUP |  | 5.25 | each | 0
50810 | 2 PSI GAS STICKER |  | 0.08 | each | 0
50820 | GAS STICKER SM OVAL 1OOO/ROLL |  | 0.03 | each | 0
50830 | LP GAS STICKER |  | 0.09 | each | 0
50840 | #12 X 500 RL GAS IRCR WIRE X |  | 114.4 | each | 0
50850 | Log Lighter Valve PFBVL2 1/2 in. FIP Connection Chrome Plated Straight |  | 21.24 | each | 0
50860 | CHAMPION-ARROWHEAD 1/2X12 POLISHED CHROME STRAIGHT LOG LlGHTER | 1 | 44.67 | each | 44.67
50870 | PROFLO ZINC 10 IN LOG LIGHTER KEY |  | 9.17 | each | 0
60000 | 3 AMP 120V 60HZ VAR SPEED CNTL |  | 0 | each | 0
60010 | 3 AMP AUTO BLD FUSE |  | 6.56 | each | 0
60020 | 5 AMP AUTO BLD FUSE |  | 7.29 | each | 0
60030 | ZOOM SPT OILER |  | 0 | each | 0
60040 | CORE / VAC / CHARGE TOOL |  | 35.56 | each | 0
60050 | VAC PUMP OIL QT |  | 11.78 | each | 0
60060 | 3 MFD 440V OVAL RUN CAP JARD |  | 0 | each | 0
60070 | 4 MFD 440V OVAL RUN CAP JARD |  | 0 | each | 0
60080 | 5 MFD 440/370V OVAL RUN USA CAP |  | 9.6 | each | 0
60090 | 10 MFD 440/370V OVAL RUN USA CAP |  | 0 | each | 0
60100 | 12.5 MFD 440/370V OVAL RUN USA CAP |  | 0 | each | 0
60110 | 70/10 MFD 440/370V RND RUN USA CAP |  | 0 | each | 0
60120 | 15 MFD 440/370V RND RUN USA CAP |  | 0 | each | 0
60130 | 20 MFD 440/370V RND RUN USA CAP |  | 0 | each | 0
60140 | 24V SPST TIME DELAY RLY |  | 0 | each | 0
60150 | 40VA 120/208/240V TO 24V FT TRANS |  | 49.1 | each | 0
60160 | 60 AMP NON FUSED DISC |  | 0 | each | 0
60170 | 24V 2 POLE 30A CONTACTOR |  | 0 | each | 0
60180 | COIL CLEANER (CONDENSER/OUTDOOR) |  | 16.67 | each | 0
60190 | COIL CLEANER (INDOOR) |  | 7.2 | each | 0
60200 | 3/8 SWT BI-FLOW H/P DRIER |  | 20.86 | each | 0
60210 | 3 AMP PLAS FUSE BAG OF 25 |  | 0.66 | each | 0
60220 | 4301-02 ACID SCAVENGER |  | 25.8 | each | 0
60230 | KH43LZ074 FILTER DRIER |  | 48.03 | each | 0
60240 | ZP25K7E-PFV-830 COMPRESSOR |  | 864 | each | 0
60250 | ZP32K6E-PFV-830 COMPRESSOR |  | 1264 | each | 0
60260 | HT01CN241 TRANSFORMER |  | 49.1 | each | 0
60270 | HH12ZZ205 HIGH LIMIT SWITCH |  | 13.2 | each | 0
60280 | HK06MB020 PRESSURE SWITCH |  | 38.1 | each | 0
60290 | APG031KAB COMPRESSOR |  | 686 | each | 0
60300 | ABG038KAB COMPRESSOR |  | 795 | each | 0
60310 | TERMINAL SPADE CONNECTOR KIT |  | 63.23 | each | 0
60320 | ZP25K6E-PFV-830 COMPRESSOR |  | 719 | each | 0
60330 | HD42AQ252 MOTOR ECM 1/3HP |  | 468.82 | each | 0
60340 | HD44AQ269 MOTOR ECM 1/2HP |  | 419.17 | each | 0
60350 | 1/2" x 6' Electric Whip Connection |  | 16.69 | each | 0
60360 | Diversitech SpeediChannel Kit - Gutter |  | 143.09 | each | 0
60370 | R410A REFRIGERANT |  | 280 | each | 0
60380 | FACTORY AUTHORIZED PARTS 337668-701 LOOSE PARTS BAG |  | 55.49 | each | 0
60390 | FACTORY AUTHORIZED PARTS 348876-701 HARNESS ASSEMBLY |  | 21.12 | each | 0
60400 | Factory Authorized Part - KA56GR140 Grommet |  | 0.86 | each | 0
60410 | KNOB 341066-401 |  | 1.17 | each | 0
60420 | KNOB BACK: 341065-401 |  | 0.76 | each | 0
60430 | KGAET0201ETK EXTERNAL TRAP KIT |  | 0 | each | 0
60440 | KGAAD0110PVC CPVC to PVC DRAIN ADAPTER |  | 0 | each | 0
60450 | AGAGC8NPS01B GAS CONVERSTION KIT |  | 120.88 | each | 0
60460 | AGAGC9NPS01C GAS CONVERSION KIT |  | 95 | each | 0
60470 | 342796-75103 SLOPE COIL KIT |  | 568 | each | 0
60480 | 331709-763 TXV KIT |  | 221.81 | each | 0
60490 | 343313-75103 CONDENSATE PAN KIT |  | 128.58 | each | 0
60500 | P257-FLEX1373 BLOWER MOTOR |  | 265.68 | each | 0
60510 | LENNOX 619559-01 DEFROST CONTROL BOARD KIT |  | 101 | each | 0
60520 | LENNOX THERM-O-DISC DEFROST 100503-06 |  | 27.82 | each | 0
60530 | 343312-75101 CONDENSATE PAN (Replacement for Vertical pan FJ4DNXB36) |  | 100.26 | each | 0
70000 | HEAT REST FLAME\ SHIELD |  |  | each | 0
70010 | DLX TEST LEAD KIT |  |  | each | 0
70020 | 3/8 SWAGING SPIN SET W/ 6 TOOLS |  | 125.15 | each | 0
70030 | DU SIDE REV HEX WRCH |  |  | each | 0
70040 | MANU CO TIE TOOL W/ GRIP |  |  | each | 0
70050 | HPPE KNIT GLV CUT RES RUB PALM MED |  |  | each | 0
70060 | HPPE KNIT GLV CUT RES RUB PALM LG |  |  | each | 0
70070 | White Squeegee |  |  | each | 0
70080 | Dewalt 20 V MAX 5/8 HAMMER DRILL |  |  | each | 0
70090 | DEWALT MAX Cordless RECIP SAW |  | 0 | each | 0
70100 | MILWAUKEE M18 2 Gallon Wet Vac |  | 0 | each | 0
70110 | Milwakee Ml 8 Cordless Drill and Impact |  | 0 | each | 0
70120 | Milwaukee Jobsite Tech Bag |  | 0 | each | 0
70130 | FLARING TOOL KIT |  |  | each | 0
70140 | 1/4 - 7/8 TUBING BENDER KIT |  |  | each | 0
70150 | PVC TUBING CUTTERS |  |  | each | 0
70150 | PVC TUBING CUTTERS |  |  | each | 0
22497.01

## Calc
Owner's Bath 209 3088 1567 144 95 | 144 | 118.5882
Owner's Suite 303 4551 4152 212 251 | 251 | 206.7059
Family Room 431 3168 1807 148 109 | 148 | 121.8824
Owner's WIC 212 3515 2359 164 143 | 164 | 135.0588
Foyer 122 1468 1258 68 76 | 76 | 62.5882 | 534.4706
Study 206 2786 2160 130 131 | 131 | 107.8824 | 865.5294
Study Bath 91 1319 729 61 44 | 61 | 50.2353
Kitchen 268 330 1170 15 71 | 71 | 58.4706
Scullery 104 118 44 5 3 | 5 | 4.1176
Casual Dining 200 4045 3473 188 210 | 210 | 172.9412
1st Stair 160 2036 1697 95 103 | 103 | 84.8235
Entry Hall 112 2847 1778 133 107 | 107 | 88.1176
Laundry 109 132 485 6 29 | 29 | 23.8824
1st Hall 160 0 0 0 0 | 0 | 0
Billards | 145 | 119.4118
Lounge | 55 | 45.2941
| 1700 | 1400
0.82353
1400
Command Center 70 927 664 35 36 | 36 | 40.8627
Hall Up 285 909 825 34 45 | 45 | 51.0783
2nd Stair 160 4948 3553 187 193 | 193 | 219.0692
W/D Up 32 0 0 0 0 | 0 | 0
Suite 3 Bath 98 1993 1187 75 64 | 75 | 85.1305
Suite 2 Bath 75 224 129 8 7 | 8 | 9.0806
Suite 2 WIC 40 120 69 5 4 | 5 | 5.6754
Suite 2 165 1854 1429 70 78 | 78 | 88.5358
Bonus Room 431 4092 3143 154 171 | 171 | 194.0976
Suite 3 WIC 33 97 56 4 3 | 4 | 4.5403
Suite 3 216 2855 1879 108 102 | 108 | 122.588
Suite 4 WIC 34 101 58 4 3 | 4 | 4.5403
Suite 2/3 Bath 75 1163 719 44 39 | 44 | 49.9432
Suite 4 216 3356 2016 127 110 | 110 | 124.8581
Unfinished Storage |  | 0
Future Expansion |  | 0
| 881 | 1000
1.1351
1000

## Sheet2
MATERIALS | [6 empty] | 1000 | Boxes | 2300 | Cu and Refrig
[7 empty] | 1000 | Metal Fittings | 2500 | Finish
Builder | Bird Dog Group |  |  | Model | 0 |  | 1400 | Furnace Fittings | 2800 | BVENT
Lot | 0 |  |  | Elevation | 0 |  | 1500 | Flex and Pipe | 3000 | Caps
Subdivision | 0 | [5 empty] | 2000 | Non Metal Fittings | 4000 | Supplies
Customer | Ebert | [5 empty] | 2100 | Exhaust Fans | 5000 | Other
Address | 2440 Beretania Circle | [5 empty] | 2200 | Controls & Zoning | 6000 | Service | 7000 | Gas
City/St/Zip | Charlotte, NC
Part No | Description | Box Qty | Quantity | Net Price | UM | Total
10000 | 11-1/4X18X24 DB PLENUM W CAP R8 |  |  | 31.08 | EA | 0
10005 | 11-1/4X18X24 DB SLEEVE NO CAP R8 |  |  | 30 | EA | 0
10010 | 11-1/4X18X48 DB PLENUM W CAP R8 |  |  | 62.16 | EA | 0
10020 | 14-1/2X18X24 DB PLENUM W CAP R8 |  | 1 | 33.46 | EA | 33.46
10025 | 14-1/2X18X48DB SLEEVE NO CAP R8 |  | 1 | 32 | EA | 32
10030 | 14-1/2X18X48 DB PLENUM W CAP R8 |  |  | 62.58 | EA | 0
10040 | 18X18X24 DB PLENUM W CAP R8 |  |  | 35.27 | EA | 0
10045 | 18X18X24 DB SLEEVE NO CAP R8 |  |  | 34 | EA | 0
10050 | 18X18X48 DB PLENUM W CAP R8 |  |  | 70.47 | EA | 0
10060 | 21X21X24 DB PLENUM W CAP |  |  | 42.34 | EA | 0
10065 | 21X2IX24 DB SLEEVE NO CAP R8 |  |  | 40 | EA | 0
10070 | 2IX21X48 DB PLENUM W CAP R8 |  |  | 74.7 | EA | 0
10075 | 21X21X48 DB SLEEVE -NO CAP R8 |  |  | 65 | EA | 0
10090 | LRG DB TRIANGLE DIST |  | 2 | 43.79 | EA | 87.58
10100 | 12-1/2 X 12-1/2 X 12 METAL BOX (UNINSUL) |  |  | 12.04 | EA | 0
10110 | 14-1/2 X 14-1/2 X 12 METAL BOX (UNINSUL) |  |  | 14.57 | EA | 0
10112 | 16-1/2X16-1/2 X 12 METAL BOX (UNINSUL) |  |  | 15.26 | EA | 0
10117 | 20-1/2 X 14-1/2 X 12 METAL BOX (UNINSUL) |  |  | 17.7 | EA | 0
10120 | 24-1/2 X 12-1/2 X 12 METAL BOX (UNINSUL) |  | 1 | 18.95 | EA | 18.95
10130 | 25-1/2 X14-1/2 X 12 METAL BOX (UNINSUL) |  |  | 19.56 | EA | 0
10140 | 12-1/2 X 12-1/2 X 12 METAL BOX R8 |  |  | 19.92 | EA | 0
10150 | 14-1/2 X 14-1/2 x 12 METAL BOX R8 |  |  | 24.62 | EA | 0
10160 | 16-1/2 X 16-1/2 X 12 METAL BOX R8 |  |  | 29.73 | EA | 0
| 16-1/2 X 25-1/2 X 18 RTN AIR BOX R8 |  |  | 29.07 | EA | 0
10170 | 20-1/2 X 14-1/2 X 12 METAL BOX R8 |  | 1 | 32.9 | EA | 32.9
10180 | 20-1/2 X 20-1/2 X 12 METAL BOX R8 |  |  | 41.22 | EA | 0
10190 | 24-1/2 X 12-1/2 X 12 METAL BOX R8 |  |  | 35.27 | EA | 0
10200 | 25-1/2 X 14-1/2 X 12 R8 METAL BOX R8 |  |  | 53.94 | EA | 0
10210 | 25-1/2 X 16-1/2 X 12 METAL BOX R8 |  |  | 43.13 | EA | 0
10220 | 25-1/2 X 20-1/2 X 12 METAL BOX R8 |  |  | 49.7 | EA | 0
11000 | 14-1/2X24X18 PLATFORM BOX |  |  | 40.62 | EA | 0
11010 | 17-3/4X24X18 PLATFORM BOX |  |  | 47.33 | EA | 0
11020 | 21X24X18 PLATFORM BOX |  |  | 54.05 | EA | 0
11024 | 23-3/4X22X18 PLATFORM BOX |  |  | 0 | EA | 0
11030 | 24-1/2X24X22 PLATFORM BOX |  |  | 79.81 | EA | 0
11040 | 4X4 METAL STRIP 48" LONG |  | 1 | 3 | EA | 3
11050 | 4X4 WALL CAP HOOD - LINESET COVER |  |  | 7 | EA | 0
11060 | 1/2" x 1-1/2"-48" DRYWALLFRAME |  |  | 2.75 | EA | 0
11061 | 12X10X3-1/2 GAS BOX - NO HOLE |  |  | 9 | EA | 0
11063 | 24X34 24GA DRN PAN NO HOLE |  |  | 35.75 | EA | 0
11065 | 30X34 24GA DRN PAN NO HOLE |  |  | 36.38 | EA | 0
11070 | 30X36 24GA DRN PAN |  |  | 34.78 | EA | 0
11080 | 30X60 24GA DRN PAN |  | 1 | 48.06 | EA | 48.06
11090 | 32X70 24GA DRN PAN |  |  | 61.95 | EA | 0
11095 | 34X75 24GA DRN PAN |  |  | 61.95 | EA | 0
11100 | 36X80 24GA DRN PAN |  |  | 65.54 | EA | 0
12000 | IX48X120 2" R8 DB 6 SHT cm |  |  | 46.25 | EA | 0
12010 | 48X96 24 GA SHEET METAL |  |  | 45.92 | EA | 0
12020 | 48X96 26 GA SHEET METAL |  |  | 41.17 | EA | 0
13320 | 16 GA ANGLE 2X2 |  |  | 22 | EA | 0
13330 | 100 FT COIL 30 GA GALV HGR STRP |  |  | 20.95 | EA | 0
13340 | 120 26GA S CLEAT |  |  | 5.95 | EA | 0
13350 | 120 26GA DRV CLEAT |  | 2 | 3.16 | EA | 6.32
13355 | 120 28GA DRV CLEAT |  |  | 3.68 | EA | 0
20140 | 3X48X50 FSK DUCT WRAP R8 |  |  | 34.2342 | EA | 0
20150 | 2.2X48X75 FSK DUCT WRAP R6 |  |  | 94.97 | EA | 0
12030 | 10X4X4 STRT BOOT |  | 1 | 3.46 | EA | 3.46
12040 | 10X4X6 STRT BOOT |  | 1 | 3.09 | EA | 3.09
12050 | 12X4X7 STRT BOOT |  | 1 | 3.98 | EA | 3.98
12060 | 14X4X8 STRT BOOT |  | 1 | 5.85 | EA | 5.85
12070 | 14X6X8 STRT BOOT |  |  | 5.18 |  | 0
12080 | 14X6X9 STRT BOOT |  |  | 9.11 | EA | 0
12090 | 10X4X4 90 ANGLE BOOT |  |  | 4.05 | EA | 0
12100 | 10X4X6 90 ANGLE BOOT |  |  | 3.1 | EA | 0
12110 | 12X4X7 90 ANGLE BOOT |  |  | 4.31 | EA | 0
12120 | 14X4X8 90 ANGLE BOOT |  | 2 | 6.95 | EA | 13.9
12130 | 14X6X8 90 ANGLE BOOT |  |  | 5.65 | EA | 0
12140 | 14X6X9 90 ANGLE BOOT |  |  | 9.65 | EA | 0
12150 | 10X4X4 CNTR END BOOT |  |  | 4.65 | EA | 0
12160 | 10X4X6 CNTR END BOOT |  | 1 | 4.09 | EA | 4.09
12170 | 12X4X7 CNTR END BOOT |  |  | 5.32 | EA | 0
12180 | 14X4X8 CNTR END BOOT |  |  | 6.89 | EA | 0
12190 | 14X6X8 CNTR END BOOT |  |  | 7.4 | EA | 0
12200 | 14X6X9 CNTR END BOOT |  |  | 7.51 | EA | 0
12210 | 10X4 BOOT FRM 24 |  | 3 | 3.32 | EA | 9.96
12220 | 12X4 BOOT FRM 24 |  | 1 | 3.31 | EA | 3.31
12230 | 14X4 BOOT FRM 24 |  | 3 | 4.53 | EA | 13.59
12240 | 14X6 BOOT FRM 24 |  |  | 4.09 | EA | 0
12250 | 26 BOOT RAIL |  |  | 0.67 | EA | 0
12260 | 4 MET START COLLAR |  |  | 1.16 | EA | 0
12280 | 6 MET START COLLAR |  |  | 1.3 | EA | 0
12290 | 7 MET START COLLAR |  |  | 1.56 | EA | 0
12300 | 8 MET START COLLAR |  |  | 1.75 | EA | 0
12310 | 9 MET START COLLAR |  |  | 2.18 | EA | 0
12320 | 10 MET START COLLAR |  |  | 2.19 | EA | 0
12330 | 12 MET START COLLAR |  | 2 | 2.89 | EA | 5.78
12340 | 14 MET START COLLAR |  |  | 3.57 | EA | 0
12350 | 16 MET START COLLAR |  |  | 6.2 | EA | 0
12360 | 18 MET START COLL |  |  | 7.65 | EA | 0
12370 | 20 MET START COLL |  |  | 9.75 | EA | 0
12380 | 4 DB START COLLAR |  | 1 | 1.21 | EA | 1.21
12400 | 6 DB START COLLAR |  | 2 | 1.42 | EA | 2.84
12410 | 7 DB START COLLAR |  | 1 | 1.68 | EA | 1.68
12420 | 8 DB START COLLAR |  | 3 | 1.95 | EA | 5.85
12430 | 9 DB START COLLAR |  |  | 2.12 | EA | 0
12440 | 10 DB START COLLAR |  |  | 2.43 | EA | 0
12450 | 12 DB START COLLAR |  | 4 | 2.8 | EA | 11.2
12460 | 14 DB START COLLAR |  |  | 3.61 | EA | 0
12470 | 16 DB START COLLAR |  |  | 3.99 | EA | 0
12480 | 18 DB START COLLAR |  |  | 21.2 | EA | 0
12490 | 20 DB START COLLAR |  |  | 21.2 | EA | 0
12500 | 4 DB COLLAR W/DWR |  |  | 1.22 | EA | 0
12510 | 6 DB COLLAR W/DWR |  |  | 6.75 | EA | 0
12520 | 7 DB COLLAR W/ DMPR |  |  | 9.5 | EA | 0
12530 | 8 DB COLLAR W/ DMPR |  |  | 10.35 | EA | 0
12540 | 9 DB COLLAR W/ DMPR |  |  | 12.15 | EA | 0
12550 | 10 DB COLLAR W/ DMPR |  |  | 10.6 | EA | 0
12560 | 6X4X4 26GA WYE |  |  | 10 | EA | 0
12570 | 6X6X4 26GA WYE |  |  | 9.88 | EA | 0
12575 | 6X6X6 26GA WYE |  |  | 12.16 | EA | 0
12580 | 7X6X4 26GA WYE |  |  | 10.7 | EA | 0
12590 | 7X6X6 26GA WYE |  |  | 11.26 | EA | 0
12600 | 7X7X4 26GA WYE |  |  | 16.465 | EA | 0
12610 | 8X6X6 26GA WYE |  |  | 10.07 | EA | 0
12615 | 8X8X6 26GA WYE |  |  | 20.911 | EA | 0
12620 | 9X7X7 26GA WYE |  |  | 13.89 | EA | 0
12630 | 9X8X6 26GA WYE |  |  | 16.79 | EA | 0
12640 | 10X8X8 26GA WYE |  |  | 13.99 | EA | 0
12650 | 12XI0XI0 26GA WYE |  |  | 22.8 | EA | 0
12660 | 14X12X12 26GAWYE |  |  | 30 | EA | 0
12700 | 4 28GA 90 ELBOW |  | 3 | 2.4 | EA | 7.2
12710 | 6 30GA 90 ELBOW |  |  | 2.08 | EA | 0
12720 | 7 30GA 90 ELBOW |  |  | 3.2 | EA | 0
12730 | 8 30GA 90 ELBOW |  |  | 3.46 | EA | 0
12740 | 9 30GA 90 ELBOW |  |  | 5.85 | EA | 0
12750 | 10 30GA 90 ELBOW |  |  | 6.63 | EA | 0
12760 | 12 28GA 90 ELBOW |  |  | 7.36 | EA | 0
12770 | 14 28GA 90 ELBOW |  |  | 10.02 | EA | 0
12780 | 16 26GA 90 ELBOW |  |  | 14.2 | EA | 0
12790 | 18 26GA ADJ 90 ELL |  |  | 23.35 | EA | 0
12800 | 20 26GA ADJ 90 ELL |  |  | 66 | EA | 0
12810 | 4 30GA FLEX DUCT CONN |  |  | 1.6 | EA | 0
12830 | 6 30GA FLEX DUCT CONN |  |  | 1.18 | EA | 0
12840 | 7 30GA FLEX DUCT CONN |  |  | 2.48 | EA | 0
12850 | 8 30GA FLEX DUCT CONN |  | 1 | 1.58 | EA | 1.58
12860 | 9 30GA FLEX DUCT CONN |  |  | 1.64 | EA | 0
12870 | 10 30GA FLEX DUCT CONN |  |  | 3.3 | EA | 0
12880 | 12 30GA FLEX DUCT CONN |  |  | 3.49 | EA | 0
12890 | 14 30GA FLEX DUCT CONN |  |  | 5.3 | EA | 0
12900 | 16 30GA FLEX DUCT CONN |  |  | 8.64 | EA | 0
12910 | 18 30GA FLEX DUCT CONN |  |  |  | EA | 0
12920 | 20 30GA FLEX DUCT CONN |  |  |  | EA | 0
12930 | 4 ADHESIVE SADDLE TAKEOFF |  |  | 5.15 | EA | 0
12950 | 6 ADHESIVE SADDLE TAKEOFF |  |  | 2.87 | EA | 0
12960 | 7 ADHESIVE SADDLE TAKEOFF |  |  | 5.55 | EA | 0
12970 | 8 ADHESIVE SADDLE TAKEOFF |  |  | 5.65 | EA | 0
12980 | 9 ADHESIVE SADDLE TAKEOFF |  |  | 9.3 | EA | 0
12990 | 10 ADHESIVE SADDLE TAKEOFF |  |  | 9.05 | EA | 0
13000 | 4 ADHESIVE SADDLE TAKEOFF W DAMPER |  |  | 9.67 | EA | 0
13020 | 6 ADHESIVE SADDLE TAKEOFF W DAMPER |  |  | 8.04 | EA | 0
13030 | 7 ADHESIVE SADDLE TAKEOFF W DAMPER |  |  | 11.03 | EA | 0
13040 | 8 ADHESIVE SADDLE TAKEOFF W DAMPER |  |  | 11.47 | EA | 0
13050 | 4X3 26GA RED NO CRMP |  | 3 | 4.28 | EA | 12.84
13070 | 5X4 26GA REDUCER |  |  | 5.25 | EA | 0
13080 | 6X4 26GA TPRD RED |  |  | 4.61 | EA | 0
13090 | 6X5 26GA TPRD RED |  |  | 4.82 | EA | 0
13100 | 7X4 26GA TPRD RED |  |  |  | EA | 0
13110 | 7X6 26GA TPRD RED |  |  | 5.26 | EA | 0
13120 | 8X4 26GA TPRD RED |  |  |  | EA | 0
13130 | 8X6 26GA TPRD RED |  |  | 4.99 | EA | 0
13140 | 8X7 26GA TPRD RED |  |  | 5.25 | EA | 0
13150 | 9X8 26GA TPRD RED |  |  | 7.52 | EA | 0
13160 | 10X8 26GA TPRD RED |  |  | 6.67 | EA | 0
13170 | 10X9 26GA TPRD RED |  |  | 8.67 | EA | 0
13180 | 12X10 26GA TPRD RED |  |  | 8.11 | EA | 0
13190 | 14XIO 26GA TPRD RED |  |  | 12.55 | EA | 0
13200 | 14X12 26GA TPRD RED |  |  | 10.13 | EA | 0
13210 | 16X14 26GA TPRD RED |  |  | 12.75 | EA | 0
13220 | 4 26GA END CAP |  |  | 5.88 | EA | 0
13230 | 5 26GA END CAP NO CRMP |  |  | 6.35 | EA | 0
13240 | 6 26GA END CAP |  |  | 5.12 | EA | 0
13250 | 7 26GA END CAP |  |  |  | EA | 0
13260 | 8 26GA END CAP |  |  | 7.2 | EA | 0
13270 | 9 26GA END CAP NO CRIMP |  |  |  | EA | 0
13280 | 10 26GA END CAP NO CRIvfP |  |  | 8.72 | EA | 0
13290 | 12 26GA END CAP NO CRMP |  |  | 9.4 | EA | 0
13300 | 14 26GA END CAP NO CRMP |  |  | 13.05 | EA | 0
13310 | 6 ROUND BACKDRAFT DAMPER |  |  | 18.52 | EA | 0
13310 | 8 ROUND BACKDRAFT DAMPER |  |  |  | EA | 0
13360 | 3-1/4X10X60 DUCT WALL STACK |  |  | 34.339 | EA | 0
13370 | 3-1/4X10 END CAP |  |  | 5.011 | EA | 0
13390 | 8" x 112" OVAL PIPE.. |  |  | 33.35 | EA | 0
13400 | 8" OVAL TO ROUND STR BOOT.. |  |  | 16.37 | EA | 0
13410 | 8" OVAL STACK HEAD.. |  |  | 15.25 | EA | 0
15030 | 4X5 FT 28GA SNLK RND PIPE |  | 5 | 6.93 | EA | 34.65
15050 | 6X5 FT 30GA SNLK RND PIPE |  |  | 6.43 | EA | 0
15060 | 7X5 FT 30GA SNLK RND PIPE |  |  | 9.05 | EA | 0
15070 | 8X5 FT 30GA SNLK RND PIPE |  |  | 9.69 | EA | 0
15080 | 9X5 FT 30GA SNLK RND PIPE |  |  | 14.7 | EA | 0
15090 | 10X5 FT 28GA SNLK RND PIPE |  |  | 15.96 | EA | 0
15100 | 12X5 FT 28GA SNLK RND PIPE |  |  | 20.84 | EA | 0
15110 | 14X5 FT 26GA SNLK RND PIPE |  |  | 22.8 | EA | 0
15120 | 16X5 FT 26GA SNLK RND PIPE |  |  | 35.82 | EA | 0
15130 | 18X5 FT 26GA SNLK RND PIPE |  |  | 36.85 | EA | 0
15140 | 20X5 FT 26GA SNLK RND PIPE |  |  | 52.7 | EA | 0
15150 | 4X25 BLAC VINYL FLEX AIR DUCT R4.2 |  | 3 | 19.46 | EA | 58.38
15170 | 6X25 BLAC VINYL FLEX AIR DUCT R4.2 |  |  | 25.01 | EA | 0
15180 | 7X25 BLAC VINYL FLEX AIR DUCT R4.2 |  |  | 27.17 | EA | 0
15190 | 8X25 BLAC VINYL FLEX AIR DUCT R4.2 |  | 1 | 30.33 | EA | 30.33
15200 | 9X25 BLAC VINYL FLEX AIR DUCT R4.2 |  |  | 33.64 | EA | 0
15210 | 10X25 BLAC VINYL FLEX AIR DUCT R4.2 |  |  | 39.63 | EA | 0
15220 | 12X25 BLAC VINYL FLEX AIR DUCT R4.2 |  |  | 48.35 | EA | 0
15230 | 14X25 BLAC VINYL FLEX AIR DUCT R4.2 |  |  | 57.34 | EA | 0
15240 | 16X25 BLAC VINYL FLEX AIR DUCT R4.2 |  |  | 82.55 | EA | 0
15250 | 18X25 BLAC VINYL FLEX AIR DUCT R4.2 |  |  | 94.49 | EA | 0
15390 | 4X25 BLAC VINYL FLEX AIR DUCT R6.0 |  |  | 32.61 | EA | 0
15410 | 6X25 BLAC VINYL FLEX AIR DUCT R6.0 |  |  | 37.88 | EA | 0
15420 | 7X25 BLAC VINYL FLEX AIR DUCT R6.0 |  |  | 41.71 | EA | 0
15430 | 8X25 BLAC VINYL FLEX AIR DUCT R6.0 |  |  | 46.46 | EA | 0
15440 | 9X25 BLAC VINYL FLEX AIR DUCT R6.0 |  |  | 51.22 | eA | 0
15450 | 10X25 BLAC VINYL FLEX AIR DUCT R6.0 |  |  | 56.42 | EA | 0
15460 | 12X25 BLAC VINYL FLEX AIR DUCT R6.0 |  |  | 69.27 | EA | 0
15470 | 14X25 BLAC VINYL FLEX AIR DUCT R6.0 |  |  | 85.22 | EA | 0
15480 | 16X25 BLAC VINYL FLEX AIR DUCT R6.0 |  |  | 98.78 | EA | 0
15490 | 18X25 BLAC VINYL FLEX AIR DUCT R6.0 |  |  | 124.71 | EA | 0
15500 | 20X25 BLAC VINYL FLEX AIR DUCT R6.0 |  |  | 124.71 | EA | 0
15390 | 4X25 BLAC VINYL FLEX AIR DUCT R8.0 |  | 1 | 32.61 | EA | 32.61
15410 | 6X25 BLAC VINYL FLEX AIR DUCT R8.0 |  | 2 | 37.88 | EA | 75.76
15420 | 7X25 BLAC VINYL FLEX AIR DUCT R8.0 |  | 1 | 41.71 | EA | 41.71
15430 | 8X25 BLAC VINYL FLEX AIR DUCT R8.0 |  | 3 | 46.46 | EA | 139.38
15440 | 9X25 BLAC VINYL FLEX AIR DUCT R8.0 |  |  | 51.22 | eA | 0
15450 | 10X25 BLAC VINYL FLEX AIR DUCT R8.0 |  |  | 56.42 | EA | 0
15460 | 12X25 BLAC VINYL FLEX AIR DUCT R8.0 |  | 2 | 69.27 | EA | 138.54
15470 | 14X25 BLAC VINYL FLEX AIR DUCT R8.0 |  |  | 85.22 | EA | 0
15480 | 16X25 BLAC VINYL FLEX AIR DUCT R8.0 |  |  | 98.78 | EA | 0
15490 | 18X25 BLAC VINYL FLEX AIR DUCT R8.0 |  |  | 124.71 | EA | 0
15500 | 20X25 BLAC VINYL FLEX AIR DUCT R8.0 |  |  | 124.71 | EA | 0
20000 | 3/4X10 PVC DWV S40 PE PIPE |  | 4 | 5.24 | EA | 20.96
20010 | 3/4 PVC S40 SXS 45 ELL |  |  | 0.81 | EA | 0
20020 | 3/4 PVC S40 SXS 90 ELL |  | 4 | 0.26 | EA | 1.04
20025 | 3/4 PVC S40 SXS 90 ST ELL.. |  | 2 | 0.43 | EA | 0.86
20030 | 3/4 PVC S40 SOC CAP |  | 2 | 0.26 | EA | 0.52
20040 | 3/4 PVC S40 SXS COUP |  | 2 | 0.34 | EA | 0.68
20050 | 3/4 PVC S40 SXM ADPT |  | 1 | 0.26 | EA | 0.26
20060 | 3/4 PVC S40 SXF ADPT |  |  | 0.44 | EA | 0
20070 | 3/4 PVC S40 SXSXS TEE |  | 2 | 0.34 | EA | 0.68
20081 | 3/4 PVC J TRAP |  | 1 | 2.49 | EA | 2.49
20083 | 1X10 PVC DWV S40 PE PIPE |  |  | 16.9 | EA | 0
20084 | 1 PVC S40 SXS 45 ELL |  |  | 1.5 | EA | 0
20085 | 1 PVC S40 SCS 90 ELL |  |  | 0.9 | EA | 0
20086 | 1 PVC S40 SXS COUP |  |  | 0.79 | eA | 0
20087 | 1 PVC S40 SXSXS |  |  | 1.37 | EA | 0
20088 | 3/4 x 1 PVC REDUCER BUSHING spig X SOC |  |  | 1.04 | EA | 0
20090 | 2X10 FT PVC DWV S40 PE PIPE |  |  | 22.75 | EA | 0
20100 | 2 PVC S40 SXS 45 ELL |  |  | 2.58 | EA | 0
20110 | 2 PVC S40 SXS LS 90 ELL |  |  | 2.58 | EA | 0
20120 | 2 PVC S40 PUSH ON CAP |  |  | 1.872 | EA | 0
20130 | 2 PVC S40 SXS COUP |  |  | 0.83 | EA | 0
20134 | 3X10 FT PVC DWV S40 PE PIPE |  |  | 32.55 | EA | 0
20131 | 3 PVC SXS 45 ELI, |  |  | 6.47 | EA | 0
20132 | 3 PVC S40 SXS LS 90 ELL |  |  | 8.626 | EA | 0
20133 | 3 PVC S40 SXS COUP |  |  | 4.294 | EA | 0
20250 | SSI INLNE OVERFLOW SAFE-T-SWCH |  |  | 21.5 | EA | 0
20260 | SS2 SEC LINE OVERFLOW SAFE-T-SWC |  | 1 | 21 | EA | 21
20270 | AQUAGUARD AGI 100+ PAN FLOAT SWITCH |  | 1 | 12.9 | EA | 12.9
20280 | 18/03 UL TSTAT WIRE 500FT PAK BROW |  |  | 95.94 | EA | 0
20290 | 18/08 UL TSTAT WIRE 250 FT SPL |  | 1 | 62 | EA | 62
20310 | 32X32X3 PLASTIC EQUIP PAD |  |  | 47.93 | EA | 0
20320 | 36X36X3 PLASTIC EQUIP PAD |  | 1 | 32.95 | EA | 32.95
20330 | 36X40X3 PLASTIC EQUIP PAD |  |  | 65.74 | EA | 0
21000 | BROAN 16671-1 FAN HOUSING - FAN ONLY |  | 3 | 6.7 | EA | 20.1
21010 | BROAN 2677H FAN LIGHT HOUSING |  |  | 12.88 | EA | 0
21020 | BROAN 1688F FAN TRIM |  | 3 | 11.95 | EA | 35.85
21030 | BROAN 2678F FAN LIGHT TRIM |  |  | 27.08 | EA | 0
21040 | CCY F80 CFM FAN HSNG PK ENERGY STAR |  |  |  | EA | 0
21050 | CCY 80CFM MTR W NETAL GRILLE |  |  |  | EA | 0
21055 | PANASONIC FV-0510S1 FAN HOUSING |  |  | 30.75 | EA | 0
21060 | AOOOHFnfFAN HOUSING ENERGY STAR |  |  | 10.82 | EA | 0
21070 | AE80BF1 CFM FAN FIN PK ENERGY STAR |  |  | 39.66 | EA | 0
21075 | BROAN FLEX 80 CFM FAN W LED ENERGY |  |  | 103.563 | EA | 0
21080 | A110 CFM FAN |  |  | 91.5 | EA | 0
21090 | BROAN 744 CAN FAN LIGHT 70 CFM |  |  |  | EA | 0
21100 | PANASONIC FV-0810SS 1 EXHAUST FAN |  |  | 81.5 | EA | 0
21110 | PANASONIC FV-JD Transfer Register Box |  |  | 20.75 | EA | 0
21120 | BROAN MD8TU FRESH AIR KIT |  |  | 157.03 | EA | 0
21130 | BROAN MD10TU FRESH AIR |  |  | 192.056 | EA | 0
21135 | BROAN MDTU PRESSURE SWITCH KIT |  |  | 60 | EA | 0
22000 | TRUEZONE 2 ZONE CNTL PNL 2H11 C |  |  |  | EA | 0
22010 | TRUEZONE 3 ZONE CNTL PNL 2H/2C |  |  | 154.16 | EA | 0
22020 | 6 AUTO RND W/ 24V MIR - HONEYWELL |  |  | 104.4 | EA | 0
22030 | 8 AUTO RND DWR W/ 24V MIR -HONEYWELL |  |  | 157.03 | EA | 0
22040 | O AUTO RND W/ 24V M'IR - HONEYWELL |  |  | 111 | EA | 0
22050 | 12 AUTO RND DMPR W/ 24V MIR - HONEYWELL |  |  | 116.1 | EA | 0
22060 | 14 AUTO RND DMPR W/ 24V MIR - HONEYWELL |  |  | 128.15 | EA | 0
22070 | 16 AUTO RND DMPR W/ 24V MIR - HONEYWELL |  |  | 152 | EA | 0
22080 | 8 TRUEZONE BYP CIPRES REG |  |  | 86.6 | EA | 0
22090 | 10 TRUEZONE BYP CIPRES REG DMPR |  |  | 90.1 | EA | 0
22100 | 12 TRUEZONE BYP CIPRES REG DMPR |  |  | 92.2 | EA | 0
22110 | T4 PRO TH42 IOU2002 (2H11C) |  | 1 | 43.55 | EA | 43.55
22120 | T6 PRO TH6220U200 (2H/2C) |  |  | 89.539 | EA | 0
22130 | T6 Z WAVE TH6320ZW2003 (3H/2c) |  | 1 | 125.06 | EA | 125.06
22140 | T6 PRO fr16320WF2003 (3H/2C) |  |  | 137.29 | EA | 0
22150 | TIO PRO WIFI THX321 WF2003W (3H/2c) |  |  | 204.367 | EA | 0
22160 | TIO PRO RED LINK THX321 WFS2001W |  |  | 235 | FA | 0
22170 | RED LINK ROOM SENSOR cn 89R2002-2 |  |  | 111.529 | EA | 0
22175 | GOOGLE NEST T3008US |  |  | 215 | EA | 0
22340 | APRIL AIRE 700 POWER HUMID |  |  |  | EA | 0
22350 | APRIL AIRE 600 BYPASS HUMID |  |  |  | EA | 0
22360 | APRIL AIRE 500 BYPASS HUMID |  |  |  | EA | 0
22365 | APRIL AIRE R8145 VENTILATOR |  |  | 291.387 | EA | 0
22371 | APRIL AIRE 8100 ERV |  |  | 1291.73 | EA | 0
22380 | HONEYWELL F100 16X20 MEDIA CABINET.. |  |  | 125.676 | EA | 0
22390 | HONEYWELL F100 16X25 MEDIA CABINET |  |  | 94.63 | EA | 0
22394 | HONEYWELL F100 20X20 MEDIA CABINET |  |  | 125.676 | EA | 0
22395 | HONEYWELL F100 20X25 MEDIA CABINET |  |  | 125.68 | EA | 0
22399 | MANUAL JFFY DAMPER 4" |  |  | 2.24 | EA | 0
22400 | MANUAL JFFY DAMPER 6" |  |  | 2.525 | EA | 0
22405 | MANUAL JFFY DAMPER 7" |  |  | 3.1 | EA | 0
22410 | MANUAL JIFFY DAMPER 8" |  |  | 3.33 | EA | 0
22415 | MANUAL JIFFY DAMPER 9" |  |  | 3.665 | EA | 0
22420 | MANUAL JIFFY DAMPER 10" |  |  | 3.68 | EA | 0
22425 | MANUAL JIFFY DAMPER 12" |  |  | 6.074 | EA | 0
22500 | ZF 101NDAÌv1PER W MOTOR 14' CBL (ZFRDPIO-14) |  |  | 66.65 | EA | 0
22505 | ZF 121N DAMPER W MOTOR 14' CBL (ZFRDP12-14) |  | 2 | 69.88 | EA | 139.76
22510 | ZF 14IN DAMPER W MOTOR 14' CBL (ZFRDP14-14) |  |  | 77.31 | EA | 0
22515 | ZF 161N DAMPER W MOTOR 14' CBL (ZFRDP16-14) |  |  | 87.41 | EA | 0
22518 | ZF 20X20 DAIvPER (ZDSP2020) |  |  | 275 | EA | 0
22520 | ZF 81N BYPASS DAMPER (ZFSPAD8) |  |  | 0 | EA | 0
22525 | ZF 10 INBYPASS DAMPER (ZFSPADIO) |  |  | 72.81 | EA | 0
22530 | ZF 12 IN BYPASS DAIvfPER (ZFSPAD12) |  |  | 68.71 | EA | 0
22535 | ZF 14 IN BYPASS DAÌVPER (ZFSPAD14) |  |  | 0 | EA | 0
22540 | ZF ZONE PANEL ELEC 1-3 ZONES (ZFH32P) |  | 1 | 103.4 | EA | 103.4
22545 | ZF ZONE PANEL GAS 2 ZONES (ZFMMP2) |  |  | 71.76 | EA | 0
22550 | ZF ZONE PANEL GAS 3 ZONES (ZFMMP3) |  |  | 79.12 | EA | 0
23000 | 1/8 0D EXT COP TUBE 6 PK |  |  | 7.04 | EA | 0
23010 | 1/4 FLARE CAP 12PK |  |  |  | EA | 0
23460 | 3/8 SHIRT REF FLR NUT FORGED |  |  |  | EA | 0
23450 | 1/2 SHORT FLRNUT |  |  | 3.436 | EA | 0
23020 | 1/2 WROT CXM ADPT |  |  |  | EA | 0
23030 | 3/4 WROT CXM ADPT |  |  |  | EA | 0
23040 | 1/8 WROT CXC COUP 1/4 OD |  |  | 0.33 | EA | 0
23050 | 1/4 WROT CXC COUP 3/8 OD |  |  | 0.28 | EA | 0
23060 | 3/8 WROT CXC COUP 1/2 OD |  |  | 0.4 | EA | 0
23070 | 1/2 WROT CXC COUP 5/8 OD |  |  | 0.79 | EA | 0
23080 | 5/8 WROT CXC COUP 3/4 OD |  |  | 1.12 | EA | 0
23090 | 3/4 WROT CXC COUP 7/8 OD |  |  | 1.53 | EA | 0
23100 | 1 WROT CXC COUP 1-1/8 OD |  |  | 2.47 | EA | 0
23110 | 1/4 WROT CXC 45 ELL 3/8 OD |  |  | 2.22 | EA | 0
23120 | 3/8 WROT CXC 45 ELL 1/2 OD |  |  | 1.95 | EA | 0
23130 | 1/2 WROT CXC 45 ELL 5/8 OD |  |  | 0.85 | EA | 0
23140 | 5/8 WROT CXC 45 ELL 3/4 OD |  |  | 1.65 | EA | 0
23150 | 3/4 WROT CXC 45 ELL 7/8 OD |  |  | 2.08 | FA | 0
23160 | 1 WROT CXC 45 ELL 1-1/8 OD |  |  | 3.85 | EA | 0
23170 | 1/4 WROT CXC LT 90 ELL 3/8 OD |  |  | 1.66 | EA | 0
23180 | 3/8 WROT CXC 90 ELL 1/2 OD |  |  | 1.66 | EA | 0
23190 | 3/8 WROT CXC LT 90 ELL 1/2 OD |  |  | 1.02 | EA | 0
23200 | 1/2 WROT CXC LT 90 ELL 5/8 OD |  |  | 1.58 | EA | 0
23210 | 5/8 WROT CXC LT 90 ELL 3/4 OD |  |  | 2.47 | EA | 0
23220 | 3/4 WROT CXC LT 90 ELL 7/8 OD |  |  | 2.95 | EA | 0
23230 | 1 WROT CXC LT90 ELL 1-1/8 OD |  |  | 5.83 | EA | 0
23240 | 1/2 ID WROT FTGXC ST 45 ELL 5/8 OD |  |  |  | EA | 0
23250 | 5/8 WROT FTGXC ST 45 ELL 3/4 OD |  |  | 1.56 | EA | 0
23260 | 3/4 WROT FTGXC ST 45 ELL 7/8 OD |  |  |  | EA | 0
23270 | 1 WROT FTGXC ST 45 ELL 1-1/8 OD |  |  |  | EA | 0
23280 | 1/4 WROT FTGXC LT ST 90 ELL 3/8 OD |  |  |  | EA | 0
23290 | 1/2 WROT FTGXC LT ST 90 ELL 5/8 OD |  |  |  | EA | 0
23300 | 5/8 WROT FTGXC LT ST 90 ELL 3/4 OD |  |  |  | EA | 0
23310 | 3/4 WROT FTGXC LT ST 90 ELL 7/8 OD |  |  |  | EA | 0
23320 | 1 WROT FTGXC LT ST 90 ELL 1-1/8 OD |  |  |  | EA | 0
23323 | 1/4X5/8X1/2X25 COP PE LINESET |  |  | 146.51 | EA | 0
23325 | 1/4X1/2X1/2X50 COP PE LINESET |  |  | 173.15 | EA | 0
23326 | 14/4 SPLIT TRAY CABLE FOR LINESET |  |  | 78.99 | EA | 0
23330 | 3/8X5/8X1/2X30 COP PE LINESET |  |  | 162.3 | EA | 0
23340 | 3/8X3/4X1/2X30 COP PE LINESET |  |  | 146.84 | EA | 0
23350 | 3/8X5/8X1/2X50 COP PE LINESET |  | 1 | 169.94 | EA | 169.94
23360 | 3/8X3/4X1/2X50 COP PE LINESET |  |  | 147 | EA | 0
23370 | 3/8X7/8X1/2X50 COP PE LINESET |  |  | 187.47 | EA | 0
23380 | 3/8X1-1/8X1/2X50 COP PE LINESET |  |  | 400 | EA | 0
23390 | 3/8 ID X 1/2 PIPE INSUL |  |  | 3.1 | EA | 0
23400 | 5/8 IDX 1/2 PIPE INSUL |  |  | 3.5 | EA | 0
23410 | 3/4 IDX 1/2 PIPE INSUL |  |  | 3.25 | EA | 0
23420 | 7/8 ID X 1/2 PIPE BISUL TUBE |  |  | 3.79 | EA | 0
23430 | 1-1/8 ID X 1/2 PIPE INSUL TUBE |  |  | 4.73 | EA | 0
23470 | 1/4 OD X 50 SOFT REF TUBE |  |  | 30.5 | EA | 0
23480 | 3/8 ODX 50 SOFT REF TUBE |  |  | 47.52 | EA | 0
23490 | 1/2 OD X 50 SOFT REF TUBE |  |  | 119.741 | EA | 0
23500 | 5/8 OD X 50 SOFT REF TUBE |  |  | 133.55 | EA | 0
23510 | 3/4 OD X 50 SOFT REF TIDE |  |  | 115.25 | EA | 0
23520 | 7/8 OD X 50 SOFT REF TUBE |  |  | 174.5 | EA | 0
23530 | 1-1/8 ODX 50 SOFT REF TUBE |  |  | 251 | EA | 0
25000 | 10X4 2W 2 WAY S/C REG WHIT |  | 3 | 2.33 | EA | 6.99
25010 | 12X4 2W 2 WAY REG WHITE |  | 1 | 2.93 | EA | 2.93
25020 | 14X4 2W 2 WAY REG WHITE |  | 3 | 3.6 | EA | 10.8
25030 | 10X6 2W 2 WAY REG WHITE |  |  | 4.48 | EA | 0
25040 | 12X6 2W 2 WAY REG WHITE |  |  | 5.2 | EA | 0
25050 | 14X6 2W 2 WAY REG WHITE |  |  | 4.01 | EA | 0
25060 | 14X8 2W 2 WAY REG WHITE |  |  | 6.72 | EA | 0
25070 | 10X4 1 WAY CURVED BLADE WHIT |  |  | 8.42 | EA | 0
25080 | 12X4 1 WAY CURVED BLADE WHIT |  |  | 7.39 | EA | 0
25090 | 14X4 1 WAY CURVED BLADE WHIT |  |  | 14.96 | EA | 0
25091 | 4X10 FLOOR REGISTER WHITE |  |  | 2.04 | EA | 0
| 4X12 FLOOR REGISIER WHITE |  |  |  | EA | 0
| 4X14 FLOOR REGISTER WHITE |  |  |  | EA | 0
25092 | 4X10 FLOOR REGISTER BROWN |  |  | 2.04 | EA | 0
25093 | 4X12 FLOOR REGISIER BROWN |  |  | 2.52 | EA | 0
25094 | 4X14 FLOOR REGISTER BROWN |  |  | 3.53 | EA | 0
25095 | 6X12 FLOOR REGISTER BROWN |  |  | 5.1 | EA | 0
25096 | 6X14 FLOOR REGISTER BROWN |  |  | 7.48 | EA | 0
25097 | 2X12 TOE KICK REGISTER WHIT |  |  | 1.88 | EA | 0
25098 | 2X12 TOE KICK REGISTER BROWN |  |  | 1.88 | EA | 0
25099 | 2X14 TOE KICK REGISTER BROWN |  |  | 4.34 | EA | 0
25100 | 10X4 RETURN AIR GRL 1/2 FIN WHIT |  |  | 5.6 | EA | 0
25110 | 12X6 RETURN AIR GRL 1/2 FIN WHIT |  |  | 6.927 | EA | 0
25120 | 14X6 RETURN AIR GRL 1/2 FIN WHIT |  |  | 2.23 | EA | 0
25125 | 14X8 RETURN AIR GRL 1/2 FIN WHIT |  |  | 5.1 | EA | 0
25130 | 14X10 RETURN AIR GRL 1/2 FIN WHIT |  | 2 | 5.01 | EA | 10.02
25140 | I0XI0 RG RTN AIR GRL 1/2 FIN WHIT |  |  | 4.35 | EA | 0
25150 | 12X12 RG RTN AIR GRL 1/2 FIN WHIT |  |  | 5.03 | EA | 0
25160 | 14X14 RG RTN AIR GRL 1/2 FIN WHIT |  |  | 5.111 | EA | 0
25170 | 14X20 RG RN AIR GRL 1/2 FIN WHIT |  |  | 10.33 | EA | 0
25180 | 16X16 RG AIR GRL 1/2 FIN WHIT |  |  | 9.16 | EA | 0
25190 | 20X10 RG RTN AIR 1/2 FIN WHIT |  |  | 7.69 | EA | 0
25200 | 20X14 RGRN AR GRL 1/2 FIN WHIT |  |  | 10.33 | EA | 0
25210 | 20X16 RG RTN AIR GRL 1/2 FIN WHIT |  |  | 17.98 | EA | 0
25220 | 20X20 RG AIR GRL 1/2 FIN WHIT |  |  | 13.61 | EA | 0
25230 | 24X12 RG AIR GRL 1/2 FIN WHIT |  |  | 9.56 | EA | 0
25240 | 25X14 RG RTN AIR GRL 1/2 FIN WHIT |  |  | 16.12 | EA | 0
25250 | 25X16 RGRTN AIR GRL 1/2 FIN WHIT |  |  | 15.32 | EA | 0
25260 | 25x20 RG RTN AIR GRL 1/2 FIN WHIT |  |  | 18.55 | EA | 0
25270 | 30X10 RGRTN AIR GRL 1/2 FIN WHIT |  |  | 10.21 | EA | 0
25280 | 30X12 RG RTN AIR GRL 1/2 FIN WHIT |  |  | 11.84 | EA | 0
25290 | 30X14 RG RTN AIR GRL 1/2 FIN WHIT |  |  | 14.58 | EA | 0
25300 | 12X12 FG RTN FLTR GRL 1/2 FIN WHIT |  |  | 8.73 | EA | 0
25310 | 14X14 FG RTN FLTR GRL 1/2 FIN WHIT |  |  | 11.08 | EA | 0
25320 | 14X20 FG RTN FLTR GRL 1/2 FIN WHIT |  |  | 15.06 | EA | 0
25330 | 16X16 FG RTN FLTR GRL 1/2 FIN WHIT |  |  | 19.3 | EA | 0
25340 | 20X14 FG RTN FLTR GRL 1/2 FIN WHIT |  | 1 | 11.19 | PK | 11.19
25350 | 20X16 FG RTN FLTR GRL 1/2 FIN WHIT |  |  | 17.21 | PK | 0
25360 | 20X20 FG RTN FLTR GRL 1/2 FIN WHIT |  |  | 18.85 | EA | 0
25370 | 24X12 FG RTN FLTR GRL 1/2 FIN WHIT |  | 1 | 20.7 | EA | 20.7
25380 | 25X14 FG RTN FLTR GRL 1/2 FIN WHIT |  |  | 19 | EA | 0
25390 | 25X16 FG RTN FLTR GRL 1/2 FIN WHIT |  |  | 26.4 | EA | 0
25400 | 25X20 FG RTN FLTR GRL 1/2 FIN WHIT |  | 1 | 24 | EA | 24
25410 | 12X12X1 F/GLS AIR FLTR |  |  | 1.82 | EA | 0
25420 | 12X24X1 F/GLS AIR FLTR |  | 1 | 2.54 | EA | 2.54
25430 | 14X14X1 F/GLS AIR FLTR |  |  | 1.84 | EA | 0
25440 | 14X20X1 F/GLS AIR FLTR |  | 1 | 2.39 | EA | 2.39
25450 | 14X25X1 F/GLS AIR FLTR |  |  | 1.95 | EA | 0
25460 | 16X16X1 F/GLS AIR FLTR |  |  | 2.36 | EA | 0
25470 | 16X20X1 F/GLS AIR FLTR |  |  | 2.13 | EA | 0
25480 | 16X25X1F/GLS AIR FLTR |  |  | 2.13 | EA | 0
25490 | 20X10X1 F/GLS AIR FILTER |  |  | 2.35 | EA | 0
25500 | 20X20X1 F/GLS PNL FLTR |  |  | 2.36 | EA | 0
25510 | 20X25X1 F/GLS AIR FILTER |  |  | 2.41 | EA | 0
25520 | 4X12 ADJ GAS BVENT IPE |  |  | 6.36 | EA | 0
25530 | 4X12 GAS B VENT PIPE |  |  | 5.42 | EA | 0
25540 | 4X24 GAS B VENT PIPE |  |  | 8.47 | EA | 0
25550 | 4X3 FT GAS B VENT PIPE |  |  | 11.5 | EA | 0
25560 | 4X4 FT GAS B VENT PIPE |  |  | 14.77 | EA | 0
25570 | 4X5 FT GAS B VENT PIPE |  |  | 17.8 | EA | 0
25580 | 4 GAS B VENT 90 ELL |  |  | 14.33 | EA | 0
25590 | 4 GAS B VENT CAP |  |  | 7.51 | EA | 0
25600 | 4X3 B VENT INCREASER |  |  | 5.05 | EA | 0
25610 | 4 B VENT STORM COLLAR |  |  | 2.02 | EA | 0
25620 | 4 B VENT FLASHING ADJ |  |  | 15.65 | EA | 0
25630 | 4 SUPPORT ASSEMBLY |  |  | 7.43 | EA | 0
| 4RDH 4" DRAFT HOOD CONNECTOR B VENT PIPE |  |  | 12.23 | EA | 0
25640 | 5X12 ADJ GAS B VENT PPE |  |  | 7.04 | EA | 0
25650 | 5X12 GAS B VENT PIPE |  |  | 6.46 | EA | 0
25660 | 5X24 GAS B VENT PIPE |  |  | 10.28 | EA | 0
25670 | 5X3 FT GAS B VENT PIPE |  |  | 13.03 | EA | 0
25680 | 5X4 FT GAS B VENT PIPE |  |  | 16.94 | EA | 0
25690 | 5X5 FT GAS B VENT PIPE |  |  | 20.4 | EA | 0
25700 | 5 GAS B VENT 90 ELL |  |  | 17.22 | EA | 0
25710 | 5 GAS B VENT CAP |  |  | 10.12 | EA | 0
25720 | 5X4X3 B VENT TEE |  |  |  | EA | 0
25730 | 5 B VENT STORM COLLAR |  |  | 2.9 | EA | 0
25740 | 5 B VENT FLASHNG ADJ |  |  | 7.77 | EA | 0
25760 | 15WB+ 10.1 OZ CART FIRE CAULK |  |  | 9.525 | EA | 0
30010 | 4 PLAS DRYER V/HOOD W TLPC WHIT ASSEMBLY |  | 1 | 4.18 | EA | 4.18
30020 | 4 PLAS DRYER V/HOOD W TLPC BROWN ASSEMBLY |  |  | 3.48 | EA | 0
30030 | 6 GALV WALL VENT W/ SCRN & DMPR |  |  | 17.65 | EA | 0
30032 | 8 GALV WALL VENT W/ SCRN & DMPR |  |  | 20.83 | EA | 0
30035 | 10 GALV WALL VENT W/ SCRN & DMPR |  |  | 40.75 | EA | 0
30040 | 4 WHT ALUM UDR EAVE VENT |  | 2 | 4.68 | EA | 9.36
30045 | 3-1/4 X 10 BROAN 639 WALL CAP |  |  | 22.06 | EA | 0
30060 | BROAN ROOF CAP 6 - 8 RND OR 3-1/4X10 DUCT |  |  | 28 | EA | 0
30070 | ROOF CAP F/ RND DUCT UP TO 4 |  | 1 | 13.03 | EA | 13.03
30050 | ROOF CAP 6 BLACK PLASTIC W DAMPER |  |  | 28 | EA | 0
30073 | ROOF CAP 8 BLACK PLASTIC W DAMPER |  |  | 48.5 | EA | 0
30075 | ROOF CAP 10 BLACK PLASTIC W DAMPER |  |  | 55.24 | EA | 0
30100 | 3-1/2 DP DRYER BX F/ WALL |  |  | 32.14 | EA | 0
30110 | 4-1/4 DP DRYER BX F/ 2X6 WALL |  | 1 | 31.4 | EA | 31.4
30120 | 2" PVC PIPE ROOF BOOT |  |  | 5.809 | EA | 0
30130 | QUICKFLASH 4" PIPE WALL COVER |  |  | 5.87 | EA | 0
30140 | QUICKFLASH 6" PIPE WALL COVER |  |  | 5.99 | EA | 0
30150 | QUICKFLASH 8" PIPE WALL COVER |  |  | 9.99 | EA | 0
30160 | QUICKFLASH WALL LINESET COVER |  |  | 16.68 | EA | 0
30165 | QUICKFLASH WALL LINESET COVER - BRICK |  |  | 17.33 | EA | 0
30170 | QUICKFLASH TAPE |  |  | 17.55 | EA | 0
39000 | FIRE FOAM |  | 1 | 5.95 | EA | 5.95
39005 | 10 X 12 16 GA NAIL PLATE |  |  | 4.37 | EA | 0
39010 | 5X18 16 GA NAIL PLATE |  | 2 | 2.98 | EA | 5.96
39015 | 5X8 16GA SELF NAILING BOCA PLT |  | 3 | 1.37 | EA | 4.11
25760 | 15WB+ 10.1 OZ CART FIRE CAULK |  |  | 9.525 | EA | 0
39020 | SILICONE TUBE (EA) |  |  | 4.88 | EA | 0
39025 | ACETYLENE TANK |  |  | 127.466 | EA | 0
39030 | OXYGEN TANK |  |  | 121.769 | EA | 0
39035 | 40 CU NITROGEN TANK |  |  | 187.336 | EA | 0
39040 | REFRIG RECLAIM TANK 50 LB |  |  | 170 | EA | 0
39045 | 1-3/4X100 YARDS DUCT STRP BLAC |  | 4 | 4.47 | EA | 17.88
39050 | 36" PANDUIT STRAPS |  | 50 | 0.22 | EA | 11
39055 | 2 WOOD CHIP BRSH |  | 2 | 0.47 | EA | 0.94
39060 | DUCT SEAL WHTE DP1030G - GALLON |  | 1 | 13.69 | EA | 13.69
39061 | DUCT SEAL GRAY DP1030ATLGR - GALLON |  |  | 10.13 | EA | 0
39065 | DUCT SEAL DP1010 - TUBE.. |  |  | 3.16 | EA | 0
39070 | RUB & CORK ANTI VIB PAD 2X2 |  | 4 | 1.01 | EA | 4.04
39075 | 3X60 AF099 FOIL TAPE SILVER UL 181A |  | 1 | 14.89 | EA | 14.89
39080 | 2X60 PC857 BLAC TAPE UL181B-FX |  |  | 13.2 | EA | 0
39085 | 2X120 YD UL-181B-FX DUCT TAPE BLAC |  | 1 |  | EA | 0
39090 | 4X4X8 CONCRETE BRICK |  |  | 0.976 | EA | 0
39095 | 8X8X16 HOLLOW CNCRT BLOCK |  | 2 | 2.3274 | EA | 4.6547
50110 | 1-5/8X1-5/8X10 14 GREE WSL STRUT |  |  | 203.38 | EA | 0
40030 | 9 5T AX SAWZALL BLD 5PK |  |  | 1.645 | EA | 0
40040 | 9 18T TORCH SAWZALL BLD 5PK |  |  | 1.45 | EA | 0
40060 | ACETYLENE TANK - REFILL ONLY |  |  | 20.027 | EA | 0
40070 | OXYGEN TANK - REFILL ONLY |  |  | 7.514 | EA | 0
40080 | 40 CU NITROGEN TANK - REFILL ONLY |  |  | 12.888 | EA | 0
40130 | 11" Nylon Wire Ties 100pk |  |  | 6.37 | EA | 0
40150 | 9/16 STAPLES 4000 PER BX |  |  | 14.21 | EA | 0
40190 | 72B WIRE NUT BLUE IOOPK |  |  | 5.33 | EA | 0
40200 | 73B WRE NUT ORAN IOOPK |  |  | 7.71 | EA | 0
40205 | 74B WIRE NUT YELL IOOPK |  |  | 7.52 | EA | 0
40210 | 5/8 ID X 100 CLR VINYL TUBE |  |  | 10.27 | EA | 0
40230 | 4X4 RUB & CORK ANTI PAD |  |  | 1.55 | EA | 0
40240 | *0219 LF 6% SILV BRAZ ROD |  |  | 54.79 | EA | 0
40250 | 6.5 OZ STAY SILV WHIT BRAZ FLUX |  |  | 12.67 | EA | 0
40260 | SAND CLO BROW 1.5X10 YDS |  |  |  | EA | 0
40270 | CALG 4182-24 CAL BLUE QT. |  |  | 8.45 | EA | 0
40290 | BLUE PIPE COMPOUND 1/2 PINT |  |  | 10.848 | EA | 0
40300 | SUPERSEAL FLEX NJ SEAL |  |  | 5.8675 | EA | 0
40310 | LEAK DET PRO-BUBBLE |  |  | 9.45 | EA | 0
50080 | THERMO-TRAP SPRAY 32 OZ Heat Dissapating.. |  |  | 5.76 | EA | 0
40330 | 3/4X520 PTFE PIPE THRD TAPE |  |  | 2.23 | EA | 0
40340 | 8 OZ PURP PRMR / CLNR |  |  | 4.43 | EA | 0
40350 | 8 OZ PVC HD CLR CMM |  |  | 4.54 | EA | 0
40360 | 16 OZ PURP PRMR / CLNR |  |  | 21.2 | EA | 0
40370 | 16 OZ PURP PRMR - NSF LISTED |  |  | 4.27 | EA | 0
40380 | 16 OZ PVC HD CLR CMNT |  |  | 13.64 | EA | 0
40400 | *NLA 1/4X1-1/4 DRV NAIL HAMM ANCR |  |  | 18.5 | EA | 0
40410 | 10X1-1/4 PLAS ANCR KIT IOOPCS |  |  | 8.15 | EA | 0
40420 | BIT TIP TAP SCRW 100 H/HD 1/4 |  |  | 25.63 | EA | 0
40430 | 8X3/4 BIT TIP TAP SCRW 1000 1/4 |  |  | 31.29 | EA | 0
40440 | 8X3/4 BIT TIP TAP SCRW 500 H/HD 1/4 |  |  | 45.45 | EA | 0
40450 | 10X3/4 BIT TIP TAP SCRW 500 5/16 |  |  | 31.29 | EA | 0
40460 | 8X1/2 ZIP SCRW 1000 H/HD 1/4 |  |  | 21.88 | EA | 0
40470 | 8X3/4 ZIP SCRW H/HD 1/4 |  |  | 96 | EA | 0
40480 | 8X1 ZIP SCRW 1000 H/HD 1/4 |  |  | 26.2 | EA | 0
40490 | 8X2 ZIP SCRW 250 H/HD 1/4 |  |  | 6.29 | EA | 0
40500 | 8X2 ZIP SCRW WI-yr 250 WI-D 1/4 |  |  | 68.64 | EA | 0
40510 | 8X3 ZIP IN SCRW WHIT 150# TUB |  |  | 19.19 | EA | 0
40530 | DRYWALL SCREWS |  |  | 14.75 | EA | 0
40590 | 1/8X2X30 FT FOAM INSUL |  |  | 20.4 | EA | 0
40600 | 3/4X60 BLACK ELEC TAPE |  |  | 1.75 | EA | 0
40620 | 440 BUTYL GSKT TAPE |  |  | 3.12 | EA | 0
40630 | REGISIER TEXTURE WHITE SPRAY PAINT |  |  | 5.86 | EA | 0
40640 | BLACK FLAT SPRAY PAINT.. |  |  | 8.617 | EA | 0
40650 | WHITE SPRAY PAINT. |  |  | 9.27 | EA | 0
40660 | BROWN SPRAY PAINT.. |  |  | 9.5887 | EA | 0
40670 | ROOF TAR |  |  | 8.2367 | EA | 0
40690 | 8 OZ WD-40 LUB |  |  | 9.1 | EA | 0
40700 | THUMB GUM |  |  | 13.83 | EA | 0
40710 | 55 GAL BLAC CONTRACTOR BAGS 25/CA |  |  | 17.96 | EA | 0
40750 | 1" TAG - GAS METER 25 pk |  |  | 22.82 | EA | 0
50000 | 1/2 LIQUIDIITE (LN ET) |  |  | 150.222 | EA | 0
50005 | 1/2 LIQUIDflTE SIRT CONN.. |  |  | 0 | EA | 0
50010 | 1/2 LIQUIDTITE 90 CONN |  |  | 0.62 | EA | 0
50020 | 3/8 VINYL TUBING (100' ROLL) |  |  | 11.45 | EA | 0
50030 | 3/8X1/2 BARBED X MALE PLASTIC ADAPTER.. |  |  | 2.023 | EA | 0
50035 | 3/8X3/4 BARBED X MALE PLASTIC ADAPIER |  |  | 3.034 | EA | 0
50040 | 1/2X3/4 BARBED X MALE PLASTIC ADAPTER.. |  |  | 2.378 | EA | 0
20340 | 1/2 cop CLAD 2H STRP |  |  | 0.06 | EA | 0
20350 | 1/4 - 5/8 NHCRO CLW |  |  |  | EA | 0
20360 | 1/2 SS HOSE CI,W 3/8 - 7/8 |  |  | 0.127 | EA | 0
| 1/2 HOSE CLAMP |  |  | 0.444 | EA | 0
| 20 FT LIFT CNDST |  |  | 51.47 | EA | 0
50060 | SHOE COVERS (BOX) |  |  | 9.07 | EA | 0
50070 | PRO FLUSH 160Q PF-16.. |  |  |  | EA | 0
50090 | MARKEL OUIDOOR TSTAT SPDT.. |  |  | 20.95 | EA | 0
50100 | GOODMAN GOTI 860A OUTDOOR SENSOR |  |  | 50.7616 | EA | 0
50115 | HEAT REST FLAME\ SHIELD |  |  | 53.51 | EA | 0
50120 | DLX TEST LEAD KIT |  |  | 203.382 | EA | 0
50130 | 3/8 SWAGING SPIN SET W/ 6 TOOLS |  |  | 125.15 | EA | 0
50140 | DU SIDE REV HEX WRCH |  |  | 7.447 | EA | 0
50150 | MANU CO TIE TOOL W/ GRIP |  |  | 52.72 | EA | 0
50160 | HPPE KNIT GLV CUT RES RUB PALM MED |  |  |  | EA | 0
50170 | HPPE KNIT GLV CUT RES RUB PALM LG |  |  |  | EA | 0
50175 | White Squeegee |  |  | 1.489 | EA | 0
50180 | Dewalt 20 V MAX 5/8 HAMMER DRILL |  |  | 359.63 | EA | 0
50190 | DEWALT MAX Cordless RECIP SAW |  |  | 0 | EA | 0
50200 | NflLWAUKEE M18 2 Gallon Wet Vac |  |  | 0 | EA | 0
50210 | Milwakee Ml 8 Cordless Drill and Impact |  |  | 0 | EA | 0
50220 | Milwakiee Jobsite Tech Bag |  |  | 0 | EA | 0
50230 | FLARING TOOL KIT |  |  | 140.611 | EA | 0
50240 | 1/4 - 7/8 TUBING BENDER KIT |  |  | 203.57 | EA | 0
50250 | PVC TUBING CUITERS |  |  | 24.87 | EA | 0
70000 | MAXICAP PROT F/ 325-5 GAS REG |  |  | 5.767 | EA | 0
70010 | 1/2 - 3/4 BLK POLY TWIN CLAMP |  |  | 0.123 | EA | 0
70015 | 3/8 MIP X 3/8 MIP X 24 GAS CONNECTOR |  |  | 10.646 | EA | 0
70020 | 1/2 MIP X 1/2 MIP X 24 GAS CONNECTOR |  |  | 7.963 | EA | 0
70022 | 1/2 MIP X 1/2 MIP X 36 GAS CONNECTOR |  |  | 10.115 | EA | 0
70025 | 3/4 MIP X 3/4 MIP X 36 GAS CONNECTOR |  |  | 20.969 | EA | 0
70030 | 1/2X10 BLK A53A S40 PIPE |  |  | 28.5 | EA | 0
70040 | 1/2 BLK MI 150# BRS GJ UNION |  |  | 4.378 | EA | 0
70050 | 1/2 BLK MI 150# 45 ELL |  |  | 0.98 | EA | 0
70060 | 1/2 BLK MI 150# 90 ELL |  |  | 54 | EA | 0
70065 | 1/2 BLK MI 150# ST 90 |  |  | 6.516 | EA | 0
70070 | 1/2 BLK MI 150# CAP |  |  | 2.179 | EA | 0
70080 | 1/2 BLK 150# COUP |  |  | 2.943 | EA | 0
70090 | 1/2XCLOSE BLK STL |  |  | 1.783 | EA | 0
70100 | 1/2X1-1/2 BLK STL NIP |  |  | 1.788 | EA | 0
70110 | 1/2x2 BLK STL NIP |  |  | 1.49 | EA | 0
70120 | 1/2X3 BLK STL NIP |  |  | 1.77 | EA | 0
70130 | 1/2X4 BLK NIP |  |  | 2.566 | EA | 0
70140 | 1/2X6 BLK SIL NIP |  |  | 2.786 | EA | 0
70144 | 1/2X8 BLK STL NIP |  |  | 4.994 | EA | 0
70150 | 1/2X12 BLK STL NIP |  |  | 7.13 | EA | 0
70160 | 1/2 BLK Ml STL PLUG |  |  | 1.965 | EA | 0
70170 | 1/2 BLK MI 150# TEE |  |  | 2.847 | EA | 0
70180 | 1/2 BRZ LEV HDL 2PC GAS BV |  |  | 3.435 | EA | 0
70190 | 1/2 OD X 1/2 FLR UNION |  |  | 9.624 | EA | 0
70200 | 1/2 2 PSI LINE PRES REG |  |  | 16 | EA | 0
70205 | 3/4 2 PSI LINE PRES REG |  |  | 45.036 | EA | 0
70210 | 1/2X50 CSST TUBE (50 foot roll) |  |  | 121.86 | EA | 0
70220 | 1/2X100 CSST TUBE (PER ROLL) |  |  | 243.726 | EA | 0
70230 | 1/2X250 CSST TUBE (PER ROLL) |  |  | 608.925 | EA | 0
70240 | 3/4X50 CSST TUBE (PER ROLL) |  |  | 159.04 | EA | 0
70250 | 3/4XI00 CSST TUBE (PER ROLL) |  |  | 318.106 | EA | 0
70260 | 3/4X250 CSST TUBE (PER ROLL) |  |  | 794.757 | EA | 0
70700 | 1X50 CSST TUBE (PER ROLL) |  |  | 437.67 | EA | 0
70705 | 1X100 CSST TUBE (PER ROLL) |  |  | 875.35 | EA | 0
70270 | 1/2X1/2 NPT MALE MJ FTG |  |  | 10.08 | EA | 0
70280 | 3/4X3/4 NPT MALE MJ FTG |  |  | 13.74 | EA | 0
70290 | 1/2X1/2 NPT FEMALE MJ FTG |  |  |  | EA | 0
70300 | 3/4X3/4 NPT FEMALE MJ FTG |  |  |  | EA | 0
70310 | 1/2 APPL STUB OUT |  |  | 7.46 | EA | 0
70320 | 3/4 APPL STUB OUT |  |  | 12.43 | EA | 0
70330 | 1/2X7 MTR STUB OUT |  |  | 7.46 | EA | 0
70340 | 1/2X12 STUB OUT |  |  | 2.215 | EA | 0
70350 | 3/4X7 MTR STUB OUT |  |  | 11.18 | EA | 0
70360 | 3/4X12 MTR STUB OUT |  |  | 11.43 | EA | 0
70710 | 1 X 7 MTR STUB OUT |  |  | 15.231 | EA | 0
70370 | 1/2 MANIFOLD W 4 1/2 OUT |  |  | 31.716 | EA | 0
70380 | QUARTER STRIKER PLT |  |  | 1.129 | EA | 0
70390 | HALF STRIKER PLT |  |  | 2.087 | EA | 0
70400 | FULL STRIKER PIST |  |  | 4.352 | EA | 0
70405 | DOUBLE TOP STRIKER PLATE |  |  | 2.087 | EA | 0
70410 | IXI FT STRIP WND HOSE |  |  | 2.73 | EA | 0
70420 | 1 1/2X1 FT STRIP WND HOSE |  |  | 9.765 | EA | 0
70430 | WARD MANIFOLD BRACKET |  |  | 10.756 | EA | 0
70680 | WARDF1ex 3-1/10 X 6-4/5 X 6-4/5 IN NPT GAS SUPPLY BOX |  |  | 48.426 | EA | 0
70440 | 1/2" 0-15 PSI GAS TEST GAUGE |  |  | 11.116 | EA | 0
70445 | 3/4" 0-30 PSI GAS TEST GAUGE |  |  | 11.116 | EA | 0
70450 | 3/4X10 BLK T&C A53A S40 PIPE |  |  | 9.3577 | EA | 0
70460 | 3/4 BLK 150# BRS GJ UNION |  |  | 4.83 | EA | 0
70470 | 3/4 BLKM 150# 45 ELL |  |  | 1.55 | EA | 0
70480 | 3/4 BLKW 150# 90 ELL |  |  | 2.637 | EA | 0
70485 | 3/4 BLK 150# ST 90 ELL |  |  | 6.823 | EA | 0
70490 | 3/4 BLK 150# CAP |  |  | 2.943 | EA | 0
70500 | 3/4 BLK Ml 150# COUP |  |  | 3.477 | EA | 0
70510 | 3/4XCLOSE BLK STL NIP |  |  | 0.56 | EA | 0
70520 | 3/4X1-1/2 BLK STL NIP |  |  | 5.9387 | EA | 0
70530 | 3/4X2 BLK STL NIP |  |  | 1.836 | EA | 0
70540 | 3/4X3 BLK STL NIP |  |  | 2.102 | EA | 0
70550 | 3/4X4 BLK SIL NIP |  |  | 2.582 | EA | 0
70560 | 3/4X6 BLK STL NIP |  |  | 1.8 | EA | 0
70570 | 3/4X12 BLK STL NIP |  |  | 11.905 | EA | 0
70580 | 3/4 BLK SLD PLUG |  |  | 0.88 | EA | 0
70590 | 3/4 BLK 150# TEE |  |  | 4.011 | EA | 0
70600 | 3/4 BRZ LEV HDL 2PC GAS BV |  |  | 8.537 | EA | 0
70610 | 3/4 OD X 3/4 FIR UNION |  |  |  | EA | 0
70690 | 3/8X2 BLK sn NIP |  |  | 2.004 | EA | 0
70691 | 1/2 X 3/8 BELL REDUCER |  |  | 3.03 | EA | 0
70615 | 3/4 x 1/2" BLK BELL REDUCER |  |  | 3.477 | EA | 0
70715 | 1 x 3/4 BELL REDUCER |  |  | 13.54 | EA | 0
70720 | 1 BLKNfl 150# COUP |  |  | 5.25 | EA | 0
70620 | 2 PSI GAS STICKER |  |  | 0.08 | EA | 0
70630 | GAS STICKER SM OVAL 1OOO/ROLL |  |  | 0.025 | EA | 0
70640 | LP GAS STICKER |  |  | 0.085 | EA | 0
70650 | #12 X 500 RL GAS IRCR WIRE X |  |  | 114.4 | EA | 0
70670 | Log Lighter Valve PFBVL2 1/2 in. FIP Connection Chrome Plated Straight |  |  | 21.24 | EA | 0
70671 | CHAMPION-ARROWHEAD 1/2X12 POLISHED CHROME STRAIGHT LOG LlGHTER |  |  | 44.67 | EA | 0
70672 | PROFLO ZINC 10 IN LOG LIGHTER KEY |  |  | 9.17 | EA | 0
1951.6847

## On Call
On Call Extra
Date
| Qty | Rate | Item | Exten
|  | 75 | On Call Period / Rotating Week/Weekend
|  | 75 | Holiday On Call (Per Night)
|  | 5 | Answer Messages from Service Line
|  | 20 | Walk Through Service Call Over Phone (15 Min max)
Hrs | $/Hr | Address Lot/Subdivision
20
Total

## Extras
Options and Extras
Cost/Ea | UoM | Item
250 | Ea | Add One SUPPLY Drop
375 | Ea | Add One RETURN Opening
75 | Ea | Upsize One Supply or Return Duct by One Size
75 | Per | Extend Supply Duct to the Outside Wall
1650 | Per | Install Zone System
750 | Ea | Upsize Equipment by One HALF Ton | 19250
160 | Ea | Add One Fan Only 50 CFM Bath (1667H & 1688F) | 800
250 | Ea | Add One Fan/Light Combo 50 CFM (2667H & 2688F) | 375
325 | Ea | Add One Fan Only 80 CFM Bath Fan (N671) | 375
200 | Ea | Install Combustion Air High Low Round Duct | 1650
100 | Ea | Install Combustion Air Grilles (North Carolina Only) | 22450
100 | Ea | Install Laundry Room Combustion Air Grille
200 | Ea | Vent Range Hood on Exterior Wall
380 | Ea | Vent Range Hood on Interior Wall
650 | Ea | 6" Fresh Air Damper - Duct and Labor Included (Honeywell Y8150 Controller)
400 | Ea | Dryer Vent Booster
800 | Ea | Install ½" Log Lighter for a Wood Burning Fireplace
475 | Ea | Additional Gas Line - (Fireplace, Pation, Range, Dryer, etc) ½" Gas Pipe Opening
850 | Ea | Add Gas Line to One Appliance (Electric Base House)
925 | Ea | Add Propane Gas Line to Fireplace Only
750 | Ea | Add Gas to Gas Water Heater (½" Gas Pipe Opening and 4" Exhaust Vent Pipe)
885 | Ea | Tankless Water Heater (Upsize to ¾" Gas Line Opening)
Price per House |  | Tankless Water Heater Vent Extension
575 | Ea | Add Full or Half Bath to Existing Room (Supply Drop and Fan/Light Combo - 50 CFM)
250 | Ea | Additional Lineset Extension Up to 15 ft Only
375 | Ea | Additional Lineset Extension 16 ft to 35 Ft Only
575 | Ea | Additional Lineset Extension Up to an additional 50 Ft
1375 | Ea | Honeywell Humidifier (HM509H8910) w/ Compatible Thermostat (TH9421U1002)
3400 | Ea | Dehumidifier with Ductwork
3250 | Ea | Dehumidifier without Ductwork
400 | Ea | Aprilaire 4" Media Air Cleaner - Includes Filter
1850 | Ea | Sales Office - Includes Ductwork, 4 SA Drop, 1 RA and Builder Supplied Equipment
150 | Ea | Trip Charge
175 | Ea | Cabarrus County Permit Increase
175 | Ea | Iredell County Permit Increase
205 | Ea | North Carolina Energy Code Compliance - Electric Heat Strip Lockout at 40
3150 | Ea | Upgrade to 2 systems ILO of Single System w/ Zoning
785 | Ea | 5 Year Extended Warranty (Labor Only - Parts already 5 Year Warranty)
125 | Ea | Optional Master Closet Door - Split SA Drop between Closet and Bath
75 | Ea | Optional Tray Ceiling - Move SA to Accommodate
300 | Ea | 10' Ceiling Adder (per Floor)
500 | Ea | 12' Ceiling Adder (per Floor)
175 | Ea | Optional Raised Ceiling (per Room)
175 | Ea | Additional Second Floor Dryer Vent
90 | Hr | Hourly Labor Rate
685 | Ea | HVAC Code Requirement ADDER - Greensboro
625 | Ea | HVAC Code ADDER - Raleigh

## Time Card
|  |  |  | WEEKLY TIMESHEET | [6 empty] | Week of:
Employee Name (Print)
DAY | Date | Start Time | Lunch Start | Lunch End | End Time | Reg Hours | Piece Rate Hours | Total Hours Worked | Job Number | LOT | SUBDIVISION / ADDRESS | PAY
MONDAY
TUESDAY
WEDNESDAY
THURSDAY
FRIDAY
SATURDAY
SUNDAY
WEEKLY TOTALS | [5 empty] | Reg Hrs | PCR Hrs | Total Hrs | WEEKLY PIECE RATE PAY |  |  | Total PCR Pay
Employee Signature | [5 empty] | Date |  |  |  |  | Internal Use Only
Supervisor Signature | [5 empty] | Date

## Builder Info Sheet
[5 empty] | HVAC / BUILDER INFORMATION SHEET |  |  |  | Date
| Lot | [6 empty] | Builder
| Subdivision | [6 empty] | Contact
| Customer Name | [6 empty] | Email
| Address | [6 empty] | Address
| City / St | [6 empty] | City / St
| County | [6 empty] | Billing Contact
Billing Email
House Faces (Front Door) |  |  |  | N / E / S / W
Wall Type |  |  |  |  | Roof Type
| Wood |  | R11 |  |  | Shingle | R30
| Block |  | R13 |  |  | Metal | R38
|  |  | R17 |  |  | Tile | Icynene
Icynene
Window Type
| DBL Pane |  | Reflect
| Trip Pane |  | Low E
HVAC SYSTEM
| Qty of Systems |  | Brand
Electric / Gas
Zoning
Gas Pipe to |  | Range Vent
| Furnace |  | Location
| Water Heater |  | Size
| Dryer |  | Hang Hood
Range
Patio
Lantern
| Fireplace |  | Log Lighter
Insert
Duct System Type
| Flex |  | Progressive
| Ductboard |  | Conventional
Metal

## Sheet1
|  | AccountingCode1 | ItemName | ItemDescription | PurchaseUnit | UnitOfMeasure | CoverageRatePurchase | CoverageRateMeasured | FolderLevel1 | FolderLevel2 | FolderLevel3 | FolderLevel4 | FolderLevel5 | CostType1 | UnitCost1 | ExportId | CostType2 | UnitCost2 | AccountingCode2 | CostType3 | UnitCost3 | AccountingCode3 | CostType4 | UnitCost4 | AccountingCode4 | CostType5 | UnitCost5 | AccountingCode5 | ExternalId
| CE0501N05T 5 KW Elec Heater Fused | 81250 | CE0501N05T 5 KW Elec Heater Fused | CE0501N05T 5 KW Elec Heater Fused | each | each | 1 | 1 | Rough Equipment |  |  |  |  | Material | 51
| CE0801N08TS 8 KW Elec Heater Fused | 81260 | CE0801N08TS 8 KW Elec Heater Fused | CE0801N08TS 8 KW Elec Heater Fused | each | each | 1 | 1 | Rough Equipment |  |  |  |  | Material | 85
| CE0901N10T 10 KW Elec Heater Fused | 81270 | CE0901N10T 10 KW Elec Heater Fused | CE0901N10T 10 KW Elec Heater Fused | each | each | 1 | 1 | Rough Equipment |  |  |  |  | Material | 79
| CE3001F15T 15 KW Elec Heater Fused | 81280 | CE3001F15T 15 KW Elec Heater Fused | CE3001F15T 15 KW Elec Heater Fused | each | each | 1 | 1 | Rough Equipment |  |  |  |  | Material | 147
| 58SB0A070E17--12 80 GAS FURNACE | 81430 | 58SB0A070E17--12 80 GAS FURNACE | 58SB0A070E17--12 80 GAS FURNACE | each | each | 1 | 1 | Rough Equipment |  |  |  |  | Material | 409
| 58SB0A090E21--16 80 GAS FURNACE | 81460 | 58SB0A090E21--16 80 GAS FURNACE | 58SB0A090E21--16 80 GAS FURNACE | each | each | 1 | 1 | Rough Equipment |  |  |  |  | Material | 437
| 58SB0A090E21--20 80 GAS FURNACE | 81470 | 58SB0A090E21--20 80 GAS FURNACE | 58SB0A090E21--20 80 GAS FURNACE | each | each | 1 | 1 | Rough Equipment |  |  |  |  | Material | 461
| 59SC2D040E14--10 92 GAS FURNACE | 81600 | 59SC2D040E14--10 92 GAS FURNACE | 59SC2D040E14--10 92 GAS FURNACE | each | each | 1 | 1 | Rough Equipment |  |  |  |  | Material | 515
| 59SC2D040E17--12 92 GAS FURNACE | 81610 | 59SC2D040E17--12 92 GAS FURNACE | 59SC2D040E17--12 92 GAS FURNACE | each | each | 1 | 1 | Rough Equipment |  |  |  |  | Material | 515
| 59SC2D060E14--12 92 GAS FURNACE | 81620 | 59SC2D060E14--12 92 GAS FURNACE | 59SC2D060E14--12 92 GAS FURNACE | each | each | 1 | 1 | Rough Equipment |  |  |  |  | Material | 528
| 59SC2D060E17--14 92 GAS FURNACE | 81630 | 59SC2D060E17--14 92 GAS FURNACE | 59SC2D060E17--14 92 GAS FURNACE | each | each | 1 | 1 | Rough Equipment |  |  |  |  | Material | 541
| 59SC2D080E17--16 92 GAS FURNACE | 81640 | 59SC2D080E17--16 92 GAS FURNACE | 59SC2D080E17--16 92 GAS FURNACE | each | each | 1 | 1 | Rough Equipment |  |  |  |  | Material | 554
| 59SC2D080E21--20 92 GAS FURNACE | 81650 | 59SC2D080E21--20 92 GAS FURNACE | 59SC2D080E21--20 92 GAS FURNACE | each | each | 1 | 1 | Rough Equipment |  |  |  |  | Material | 591
| 59SC2D100E21--20 92 GAS FURNACE | 81660 | 59SC2D100E21--20 92 GAS FURNACE | 59SC2D100E21--20 92 GAS FURNACE | each | each | 1 | 1 | Rough Equipment |  |  |  |  | Material | 692
| 59SC2D120E24--20 92 GAS FURNACE | 81670 | 59SC2D120E24--20 92 GAS FURNACE | 59SC2D120E24--20 92 GAS FURNACE | each | each | 1 | 1 | Rough Equipment |  |  |  |  | Material | 716
| 59SC2E040M14--12 92 GAS FURNACE | 81680 | 59SC2E040M14--12 92 GAS FURNACE | 59SC2E040M14--12 92 GAS FURNACE | each | each | 1 | 1 | Rough Equipment |  |  |  |  | Material | 547
| 59SC2E040M17--12 92 GAS FURNACE | 81681 | 59SC2E040M17--12 92 GAS FURNACE | 59SC2E040M17--12 92 GAS FURNACE | each | each | 1 | 1 | Rough Equipment |  |  |  |  | Material | 547
| 59SC2E060M14--12 92 GAS FURNACE | 81682 | 59SC2E060M14--12 92 GAS FURNACE | 59SC2E060M14--12 92 GAS FURNACE | each | each | 1 | 1 | Rough Equipment |  |  |  |  | Material | 560
| 59SC2E060M17--14 92 GAS FURNACE | 81683 | 59SC2E060M17--14 92 GAS FURNACE | 59SC2E060M17--14 92 GAS FURNACE | each | each | 1 | 1 | Rough Equipment |  |  |  |  | Material | 574
| 59SC2E080M17--16 92 GAS FURNACE | 81684 | 59SC2E080M17--16 92 GAS FURNACE | 59SC2E080M17--16 92 GAS FURNACE | each | each | 1 | 1 | Rough Equipment |  |  |  |  | Material | 587
| 59SC2E080M21--20 92 GAS FURNACE | 81685 | 59SC2E080M21--20 92 GAS FURNACE | 59SC2E080M21--20 92 GAS FURNACE | each | each | 1 | 1 | Rough Equipment |  |  |  |  | Material | 627
| 59SC2E100M21--20 92 GAS FURNACE | 81686 | 59SC2E100M21--20 92 GAS FURNACE | 59SC2E100M21--20 92 GAS FURNACE | each | each | 1 | 1 | Rough Equipment |  |  |  |  | Material | 733
| 58SB0B045M14--12 80 GAS FURNACE | 81690 | 58SB0B045M14--12 80 GAS FURNACE | 58SB0B045M14--12 80 GAS FURNACE | each | each | 1 | 1 | Rough Equipment |  |  |  |  | Material | 421
| 58SB0B070M14--12 80 GAS FURNACE | 81691 | 58SB0B070M14--12 80 GAS FURNACE | 58SB0B070M14--12 80 GAS FURNACE | each | each | 1 | 1 | Rough Equipment |  |  |  |  | Material | 421
| 58SB0B070M17--12 80 GAS FURNACE | 81692 | 58SB0B070M17--12 80 GAS FURNACE | 58SB0B070M17--12 80 GAS FURNACE | each | each | 1 | 1 | Rough Equipment |  |  |  |  | Material | 433
| 58SB0B090M17--14 80 GAS FURNACE | 81693 | 58SB0B090M17--14 80 GAS FURNACE | 58SB0B090M17--14 80 GAS FURNACE | each | each | 1 | 1 | Rough Equipment |  |  |  |  | Material | 442
| 58SB0B090M21--20 80 GAS FURNACE | 81694 | 58SB0B090M21--20 80 GAS FURNACE | 58SB0B090M21--20 80 GAS FURNACE | each | each | 1 | 1 | Rough Equipment |  |  |  |  | Material | 488
| 58SB0B110M21--20 80 GAS FURNACE | 81695 | 58SB0B110M21--20 80 GAS FURNACE | 58SB0B110M21--20 80 GAS FURNACE | each | each | 1 | 1 | Rough Equipment |  |  |  |  | Material | 508
| CAPMP2414ALA EVAP COIL | 81700 | CAPMP2414ALA EVAP COIL | CAPMP2414ALA EVAP COIL | each | each | 1 | 1 | Rough Equipment |  |  |  |  | Material | 169
| CAPMP2417ALA EVAP COIL | 81702 | CAPMP2417ALA EVAP COIL | CAPMP2417ALA EVAP COIL | each | each | 1 | 1 | Rough Equipment |  |  |  |  | Material | 169
| CAPMP3014ALA EVAP COIL | 81704 | CAPMP3014ALA EVAP COIL | CAPMP3014ALA EVAP COIL | each | each | 1 | 1 | Rough Equipment |  |  |  |  | Material | 211
| CAPMP3017ALA EVAP COIL | 81706 | CAPMP3017ALA EVAP COIL | CAPMP3017ALA EVAP COIL | each | each | 1 | 1 | Rough Equipment |  |  |  |  | Material | 189
| CAPMP3617ALA EVAP COIL | 81708 | CAPMP3617ALA EVAP COIL | CAPMP3617ALA EVAP COIL | each | each | 1 | 1 | Rough Equipment |  |  |  |  | Material | 221
| CAPMP3717ALA EVAP COIL | 81710 | CAPMP3717ALA EVAP COIL | CAPMP3717ALA EVAP COIL | each | each | 1 | 1 | Rough Equipment |  |  |  |  | Material | 191
| CAPMP4221ALA EVAP COIL | 81712 | CAPMP4221ALA EVAP COIL | CAPMP4221ALA EVAP COIL | each | each | 1 | 1 | Rough Equipment |  |  |  |  | Material | 191
| CAPMP4321ALA EVAP COIL | 81714 | CAPMP4321ALA EVAP COIL | CAPMP4321ALA EVAP COIL | each | each | 1 | 1 | Rough Equipment |  |  |  |  | Material | 221
| CAPMP4821ALA EVAP COIL | 81716 | CAPMP4821ALA EVAP COIL | CAPMP4821ALA EVAP COIL | each | each | 1 | 1 | Rough Equipment |  |  |  |  | Material | 229
| CAPMP6024ALA EVAP COIL | 81718 | CAPMP6024ALA EVAP COIL | CAPMP6024ALA EVAP COIL | each | each | 1 | 1 | Rough Equipment |  |  |  |  | Material | 275
| CAPMP6121ALA EVAP COIL | 81719 | CAPMP6121ALA EVAP COIL | CAPMP6121ALA EVAP COIL | each | each | 1 | 1 | Rough Equipment |  |  |  |  | Material | 275
| E LITE EQUIPMENT PAD 18X38X3 | 82000 | E LITE EQUIPMENT PAD 18X38X3 | E LITE EQUIPMENT PAD 18X38X3 | each | each | 1 | 1 | Rough Equipment |  |  |  |  | Material | 40.05
| MITSUBISHI MPUYA24NHA7 OD UNIT 2 TON | 82100 | MITSUBISHI MPUYA24NHA7 OD UNIT 2 TON | MITSUBISHI MPUYA24NHA7 OD UNIT 2 TON | each | each | 1 | 1 | Rough Equipment |  |  |  |  | Material | 2037.6
| MITSUBISHI MPKAA24KA7TH ID UNIT 2 TON | 82150 | MITSUBISHI MPKAA24KA7TH ID UNIT 2 TON | MITSUBISHI MPKAA24KA7TH ID UNIT 2 TON | each | each | 1 | 1 | Rough Equipment |  |  |  |  | Material | 1062.6
| MITSUBISHI MWBPA5 FRONT WIND BAFFLE | 82175 | MITSUBISHI MWBPA5 FRONT WIND BAFFLE | MITSUBISHI MWBPA5 FRONT WIND BAFFLE | each | each | 1 | 1 | Rough Equipment |  |  |  |  | Material | 184.8
| SAMSUNG AR09TSFACWKXCV OD UNIT | 82180 | SAMSUNG AR09TSFACWKXCV OD UNIT | SAMSUNG AR09TSFACWKXCV OD UNIT | each | each | 1 | 1 | Rough Equipment |  |  |  |  | Material | 859
| SAMSUNG AR09TSFABWKNCV ID UNIT | 82185 | SAMSUNG AR09TSFABWKNCV ID UNIT | SAMSUNG AR09TSFABWKNCV ID UNIT | each | each | 1 | 1 | Rough Equipment |  |  |  |  | Material | 452
| SAMSUNG AR OD UNIT - 1 TON | 82190 | SAMSUNG AR OD UNIT - 1 TON | SAMSUNG AR OD UNIT - 1 TON | each | each | 1 | 1 | Rough Equipment |  |  |  |  | Material | 512.32
| SAMSUNG AR12TSFYBWKNCV ID UNIT - 1 TON | 82195 | SAMSUNG AR12TSFYBWKNCV ID UNIT - 1 TON | SAMSUNG AR12TSFYBWKNCV ID UNIT - 1 TON | each | each | 1 | 1 | Rough Equipment |  |  |  |  | Material | 465
| SAMSUNG AR24TSFYBWKXCV OD UNIT 2 TON | 82200 | SAMSUNG AR24TSFYBWKXCV OD UNIT 2 TON | SAMSUNG AR24TSFYBWKXCV OD UNIT 2 TON | each | each | 1 | 1 | Rough Equipment |  |  |  |  | Material | 895.02
| SAMSUNG AR24TSFYBWKNCV ID UNIT 2 TON | 82250 | SAMSUNG AR24TSFYBWKNCV ID UNIT 2 TON | SAMSUNG AR24TSFYBWKNCV ID UNIT 2 TON | each | each | 1 | 1 | Rough Equipment |  |  |  |  | Material | 597.67
| SAMSUNG 43801423493 FRONT WIND BAFFLE | 82275 | SAMSUNG 43801423493 FRONT WIND BAFFLE | SAMSUNG 43801423493 FRONT WIND BAFFLE | each | each | 1 | 1 | Rough Equipment |  |  |  |  | Material | 248.47
| BD-BLUE 230 COND PUMP | 82295 | BD-BLUE 230 COND PUMP | BD-BLUE 230 COND PUMP | each | each | 1 | 1 | Trim Material |  |  |  |  | Material | 264
| SPEEDY CHANNEL LINESET GUTTER | 82300 | SPEEDY CHANNEL LINESET GUTTER | SPEEDY CHANNEL LINESET GUTTER | each | each | 1 | 1 | Trim Material |  |  |  |  | Material | 157.4
| GA5SAN41800W 1.5 TON AIR CONDITIONER | 83000 | GA5SAN41800W 1.5 TON AIR CONDITIONER | GA5SAN41800W 1.5 TON AIR CONDITIONER | each | each | 1 | 1 | Trim Equipment |  |  |  |  | Material | 659
| GA5SAN42400W 2 TON AIR CONDITIONER | 83010 | GA5SAN42400W 2 TON AIR CONDITIONER | GA5SAN42400W 2 TON AIR CONDITIONER | each | each | 1 | 1 | Trim Equipment |  |  |  |  | Material | 700
| GA5SAN43000W 2.5 TON AIR CONDITIONER | 83020 | GA5SAN43000W 2.5 TON AIR CONDITIONER | GA5SAN43000W 2.5 TON AIR CONDITIONER | each | each | 1 | 1 | Trim Equipment |  |  |  |  | Material | 802
| GA5SAN43600W 3 TON AIR CONDITIONER | 83030 | GA5SAN43600W 3 TON AIR CONDITIONER | GA5SAN43600W 3 TON AIR CONDITIONER | each | each | 1 | 1 | Trim Equipment |  |  |  |  | Material | 866
| GA5SAN44200W 3.5 TON AIR CONDITIONER | 83040 | GA5SAN44200W 3.5 TON AIR CONDITIONER | GA5SAN44200W 3.5 TON AIR CONDITIONER | each | each | 1 | 1 | Trim Equipment |  |  |  |  | Material | 974
| GA5SAN44800W 4 TON AIR CONDITIONER | 83050 | GA5SAN44800W 4 TON AIR CONDITIONER | GA5SAN44800W 4 TON AIR CONDITIONER | each | each | 1 | 1 | Trim Equipment |  |  |  |  | Material | 1091
| GA5SAN46000W 5 TON AIR CONDITIONER | 83060 | GA5SAN46000W 5 TON AIR CONDITIONER | GA5SAN46000W 5 TON AIR CONDITIONER | each | each | 1 | 1 | Trim Equipment |  |  |  |  | Material | 1311
| GH5SAN41800A 1.5 TON HEAT PUMP | 83100 | GH5SAN41800A 1.5 TON HEAT PUMP | GH5SAN41800A 1.5 TON HEAT PUMP | each | each | 1 | 1 | Trim Equipment |  |  |  |  | Material | 910
| GH5SAN42400A 2 TON HEAT PUMP | 83110 | GH5SAN42400A 2 TON HEAT PUMP | GH5SAN42400A 2 TON HEAT PUMP | each | each | 1 | 1 | Trim Equipment |  |  |  |  | Material | 936
| GH5SAN43000A 2.5 TON HEAT PUMP | 83120 | GH5SAN43000A 2.5 TON HEAT PUMP | GH5SAN43000A 2.5 TON HEAT PUMP | each | each | 1 | 1 | Trim Equipment |  |  |  |  | Material | 1003
| GH5SAN43600A 3 TON HEAT PUMP | 83130 | GH5SAN43600A 3 TON HEAT PUMP | GH5SAN43600A 3 TON HEAT PUMP | each | each | 1 | 1 | Trim Equipment |  |  |  |  | Material | 1026
| GH5SAN44200A 3.5 TON HEAT PUMP | 83140 | GH5SAN44200A 3.5 TON HEAT PUMP | GH5SAN44200A 3.5 TON HEAT PUMP | each | each | 1 | 1 | Trim Equipment |  |  |  |  | Material | 1085
| GH5SAN44800A 4 TON HEAT PUMP | 83150 | GH5SAN44800A 4 TON HEAT PUMP | GH5SAN44800A 4 TON HEAT PUMP | each | each | 1 | 1 | Trim Equipment |  |  |  |  | Material | 1303
| GH5SAN46000A 5 TON HEAT PUMP | 83160 | GH5SAN46000A 5 TON HEAT PUMP | GH5SAN46000A 5 TON HEAT PUMP | each | each | 1 | 1 | Trim Equipment |  |  |  |  | Material | 1426
| FJ4DNXA18L00 1.5 TON AIR HANDLER | 83200 | FJ4DNXA18L00 1.5 TON AIR HANDLER | FJ4DNXA18L00 1.5 TON AIR HANDLER | each | each | 1 | 1 | Rough Equipment |  |  |  |  | Material | 441
| FJ4DNXB24L00 2 TON AIR HANDLER | 83210 | FJ4DNXB24L00 2 TON AIR HANDLER | FJ4DNXB24L00 2 TON AIR HANDLER | each | each | 1 | 1 | Rough Equipment |  |  |  |  | Material | 464
| FJ4DNXB30L00 2.5 TON AIR HANDLER | 83220 | FJ4DNXB30L00 2.5 TON AIR HANDLER | FJ4DNXB30L00 2.5 TON AIR HANDLER | each | each | 1 | 1 | Rough Equipment |  |  |  |  | Material | 488
| FJ4DNXB36L00 3 TON AIR HANDLER | 83230 | FJ4DNXB36L00 3 TON AIR HANDLER | FJ4DNXB36L00 3 TON AIR HANDLER | each | each | 1 | 1 | Rough Equipment |  |  |  |  | Material | 491
| FJ4DNXC42L00 3.5 AIR HANDLER | 83240 | FJ4DNXC42L00 3.5 AIR HANDLER | FJ4DNXC42L00 3.5 AIR HANDLER | each | each | 1 | 1 | Rough Equipment |  |  |  |  | Material | 632
| FJ4DNXC48L00 4 TON AIR HANDLER | 83250 | FJ4DNXC48L00 4 TON AIR HANDLER | FJ4DNXC48L00 4 TON AIR HANDLER | each | each | 1 | 1 | Rough Equipment |  |  |  |  | Material | 635
| FJ4DNXD60L00 5 TON AIR HANDLER | 83260 | FJ4DNXD60L00 5 TON AIR HANDLER | FJ4DNXD60L00 5 TON AIR HANDLER | each | each | 1 | 1 | Rough Equipment |  |  |  |  | Material | 768
| KFFEH8501N05 5KW ELEC HEATER NON-FUSED (1.5 TON) | 83300 | KFFEH8501N05 5KW ELEC HEATER NON-FUSED (1.5 TON) | KFFEH8501N05 5KW ELEC HEATER NON-FUSED (1.5 TON) | each | each | 1 | 1 | Rough Equipment |  |  |  |  | Material | 128
| KFFEH0501N05 5KW ELEC HEATER NON-FUSED (2-5 TON) | 83310 | KFFEH0501N05 5KW ELEC HEATER NON-FUSED (2-5 TON) | KFFEH0501N05 5KW ELEC HEATER NON-FUSED (2-5 TON) | each | each | 1 | 1 | Rough Equipment |  |  |  |  | Material | 113
| KFFEH0801N08 8KW ELEC HEATER NON-FUSED (2-5 TON) | 83320 | KFFEH0801N08 8KW ELEC HEATER NON-FUSED (2-5 TON) | KFFEH0801N08 8KW ELEC HEATER NON-FUSED (2-5 TON) | each | each | 1 | 1 | Rough Equipment |  |  |  |  | Material | 163
| CEF0801N08 CE HEAT KIT (8KW 240V 1) WITH TERMINAL BLOCK | 83325 | CEF0801N08 CE HEAT KIT (8KW 240V 1) WITH TERMINAL BLOCK | CEF0801N08 CE HEAT KIT (8KW 240V 1) WITH TERMINAL BLOCK | each | each | 1 | 1 | Rough Equipment |  |  |  |  | Material | 128
| KFFEH0901N10 10KW ELEC HEATER NON-FUSED (2-5 TON) | 83330 | KFFEH0901N10 10KW ELEC HEATER NON-FUSED (2-5 TON) | KFFEH0901N10 10KW ELEC HEATER NON-FUSED (2-5 TON) | each | each | 1 | 1 | Rough Equipment |  |  |  |  | Material | 136
| CEF0901N10 CE HEAT KIT (10 KW 240V 1) WITH TERMINAL BLOCK | 83335 | CEF0901N10 CE HEAT KIT (10 KW 240V 1) WITH TERMINAL BLOCK | CEF0901N10 CE HEAT KIT (10 KW 240V 1) WITH TERMINAL BLOCK | each | each | 1 | 1 | Rough Equipment |  |  |  |  | Material | 136
| KFFEH3001F15 15KW EEC HEATER (3-5T) | 83340 | KFFEH3001F15 15KW EEC HEATER (3-5T) | KFFEH3001F15 15KW EEC HEATER (3-5T) | each | each | 1 | 1 | Rough Equipment |  |  |  |  | Material | 302
| A4AH5E19A1B30A 1.5 TON AIR HANDLER-RT | 84000 | A4AH5E19A1B30A 1.5 TON AIR HANDLER-RT | A4AH5E19A1B30A 1.5 TON AIR HANDLER-RT | each | each | 1 | 1 | Rough Equipment |  |  |  |  | Material | 490
| A4AH6E19A1B30A 1.5 TON AIR HANDLER-RT (SUB) | 84001 | A4AH6E19A1B30A 1.5 TON AIR HANDLER-RT (SUB) | A4AH6E19A1B30A 1.5 TON AIR HANDLER-RT (SUB) | each | each | 1 | 1 | Rough Equipment |  |  |  |  | Material | 467
| A4AH5E31A1B30A 2/2.5 TON AIR HANDLER-RT | 84005 | A4AH5E31A1B30A 2/2.5 TON AIR HANDLER-RT | A4AH5E31A1B30A 2/2.5 TON AIR HANDLER-RT | each | each | 1 | 1 | Rough Equipment |  |  |  |  | Material | 501
| A4AH4E30A1B30A 2/2.5 TON AIR HANDLER-RT (SUB) | 84006 | A4AH4E30A1B30A 2/2.5 TON AIR HANDLER-RT (SUB) | A4AH4E30A1B30A 2/2.5 TON AIR HANDLER-RT (SUB) | each | each | 1 | 1 | Rough Equipment |  |  |  |  | Material | 501
| A4AH5E43A1C30A 3/3.5 TON AIR HANDLER-RT | 84010 | A4AH5E43A1C30A 3/3.5 TON AIR HANDLER-RT | A4AH5E43A1C30A 3/3.5 TON AIR HANDLER-RT | each | each | 1 | 1 | Rough Equipment |  |  |  |  | Material | 582
| A4AH5E49A1C30A 4 TON AIR HANDLER-RT | 84015 | A4AH5E49A1C30A 4 TON AIR HANDLER-RT | A4AH5E49A1C30A 4 TON AIR HANDLER-RT | each | each | 1 | 1 | Rough Equipment |  |  |  |  | Material | 649
| A4AH5E61A1C30A 5 TON AIR HANDLER-RT | 84020 | A4AH5E61A1C30A 5 TON AIR HANDLER-RT | A4AH5E61A1C30A 5 TON AIR HANDLER-RT | each | each | 1 | 1 | Rough Equipment |  |  |  |  | Material | 649
| TEM4B0B24M21 1.5/2 TON AIR HANDLER- TRANE | 84025 | TEM4B0B24M21 1.5/2 TON AIR HANDLER- TRANE | TEM4B0B24M21 1.5/2 TON AIR HANDLER- TRANE | each | each | 1 | 1 | Rough Equipment |  |  |  |  | Material | 531
| TEM4A0B31M31 2.5 TON AIR HANDLER- TRANE | 84030 | TEM4A0B31M31 2.5 TON AIR HANDLER- TRANE | TEM4A0B31M31 2.5 TON AIR HANDLER- TRANE | each | each | 1 | 1 | Rough Equipment |  |  |  |  | Material | 594
| TEM4B0C37M31 3 TON AIR HANDLER- TRANE | 84035 | TEM4B0C37M31 3 TON AIR HANDLER- TRANE | TEM4B0C37M31 3 TON AIR HANDLER- TRANE | each | each | 1 | 1 | Rough Equipment |  |  |  |  | Material | 660
| TEM4A0C43M41 3.5 TON AIR HANDLER- TRANE | 84040 | TEM4A0C43M41 3.5 TON AIR HANDLER- TRANE | TEM4A0C43M41 3.5 TON AIR HANDLER- TRANE | each | each | 1 | 1 | Rough Equipment |  |  |  |  | Material | 746
| TEM4A0C49M41 4 TON AIR HANDLER- TRANE | 84045 | TEM4A0C49M41 4 TON AIR HANDLER- TRANE | TEM4A0C49M41 4 TON AIR HANDLER- TRANE | each | each | 1 | 1 | Rough Equipment |  |  |  |  | Material | 813
| TEM4B0C60S51 5 TON AIR HANDLER- TRANE | 84050 | TEM4B0C60S51 5 TON AIR HANDLER- TRANE | TEM4B0C60S51 5 TON AIR HANDLER- TRANE | each | each | 1 | 1 | Rough Equipment |  |  |  |  | Material | 892
| BAYHTR1505LUGB 5KW ELEC HEATER (1.5-2 TON) | 84055 | BAYHTR1505LUGB 5KW ELEC HEATER (1.5-2 TON) | BAYHTR1505LUGB 5KW ELEC HEATER (1.5-2 TON) | each | each | 1 | 1 | Rough Equipment |  |  |  |  | Material | 39
| BAYHTR1508LUGB 8KW ELEC HEATER (2.5-3 TON) | 84060 | BAYHTR1508LUGB 8KW ELEC HEATER (2.5-3 TON) | BAYHTR1508LUGB 8KW ELEC HEATER (2.5-3 TON) | each | each | 1 | 1 | Rough Equipment |  |  |  |  | Material | 49
| BAYHTR1510LUGB 10KW ELEC HEATER (3.5-4 TON) | 84065 | BAYHTR1510LUGB 10KW ELEC HEATER (3.5-4 TON) | BAYHTR1510LUGB 10KW ELEC HEATER (3.5-4 TON) | each | each | 1 | 1 | Rough Equipment |  |  |  |  | Material | 52
| BAYHTR1517LUGB 17KW ELEC HEATER (5 TON) | 84070 | BAYHTR1517LUGB 17KW ELEC HEATER (5 TON) | BAYHTR1517LUGB 17KW ELEC HEATER (5 TON) | each | each | 1 | 1 | Rough Equipment |  |  |  |  | Material | 115
| A801X040BM2SCA 80 GAS FURNACE (1.5/2 TON) -RT | 84075 | A801X040BM2SCA 80 GAS FURNACE (1.5/2 TON) -RT | A801X040BM2SCA 80 GAS FURNACE (1.5/2 TON) -RT | each | each | 1 | 1 | Rough Equipment |  |  |  |  | Material | 479
| A801X060BM4SCA 80 GAS FURNACE (2.5/3 TON) -RT | 84080 | A801X060BM4SCA 80 GAS FURNACE (2.5/3 TON) -RT | A801X060BM4SCA 80 GAS FURNACE (2.5/3 TON) -RT | each | each | 1 | 1 | Rough Equipment |  |  |  |  | Material | 507
| A801X080CM5SCA 80 GAS FURNACE (3.5/4 TON) -RT | 84085 | A801X080CM5SCA 80 GAS FURNACE (3.5/4 TON) -RT | A801X080CM5SCA 80 GAS FURNACE (3.5/4 TON) -RT | each | each | 1 | 1 | Rough Equipment |  |  |  |  | Material | 545
| A801X100CM5SCA 80 GAS FURNACE (5 TON) -RT | 84090 | A801X100CM5SCA 80 GAS FURNACE (5 TON) -RT | A801X100CM5SCA 80 GAS FURNACE (5 TON) -RT | each | each | 1 | 1 | Rough Equipment |  |  |  |  | Material | 545
| A951X040BU3SAB 93 GAS FURNACE (1.5/2 TON) -RT | 85000 | A951X040BU3SAB 93 GAS FURNACE (1.5/2 TON) -RT | A951X040BU3SAB 93 GAS FURNACE (1.5/2 TON) -RT | each | each | 1 | 1 | Rough Equipment |  |  |  |  | Material | 645
| A951X060BU4SAB 93 GAS FURNACE (2.5/3 TON) -RT | 85005 | A951X060BU4SAB 93 GAS FURNACE (2.5/3 TON) -RT | A951X060BU4SAB 93 GAS FURNACE (2.5/3 TON) -RT | each | each | 1 | 1 | Rough Equipment |  |  |  |  | Material | 679
| A951X080CU5SAB 93 GAS FURNACE (3.5/4 TON) -RT | 85010 | A951X080CU5SAB 93 GAS FURNACE (3.5/4 TON) -RT | A951X080CU5SAB 93 GAS FURNACE (3.5/4 TON) -RT | each | each | 1 | 1 | Rough Equipment |  |  |  |  | Material | 765
| A951X100CU5SAB 93 GAS FURNACE (5 TON) -RT | 85015 | A951X100CU5SAB 93 GAS FURNACE (5 TON) -RT | A951X100CU5SAB 93 GAS FURNACE (5 TON) -RT | each | each | 1 | 1 | Rough Equipment |  |  |  |  | Material | 781
| S8B1A040M3PSC 80 GAS FURNACE (1.5/2 TON) -TRANE | 85020 | S8B1A040M3PSC 80 GAS FURNACE (1.5/2 TON) -TRANE | S8B1A040M3PSC 80 GAS FURNACE (1.5/2 TON) -TRANE | each | each | 1 | 1 | Rough Equipment |  |  |  |  | Material | 572
| S8B1B060M4PSC 80 GAS FURNACE (2.5/3 TON) -TRANE | 85025 | S8B1B060M4PSC 80 GAS FURNACE (2.5/3 TON) -TRANE | S8B1B060M4PSC 80 GAS FURNACE (2.5/3 TON) -TRANE | each | each | 1 | 1 | Rough Equipment |  |  |  |  | Material | 604
| S8B1C080M5PSC 80 GAS FURNACE (3.5/4 TON) -TRANE | 85030 | S8B1C080M5PSC 80 GAS FURNACE (3.5/4 TON) -TRANE | S8B1C080M5PSC 80 GAS FURNACE (3.5/4 TON) -TRANE | each | each | 1 | 1 | Rough Equipment |  |  |  |  | Material | 640
| S8B1C100M5PSC 80 GAS FURNACE (5 TON) -TRANE | 85035 | S8B1C100M5PSC 80 GAS FURNACE (5 TON) -TRANE | S8B1C100M5PSC 80 GAS FURNACE (5 TON) -TRANE | each | each | 1 | 1 | Rough Equipment |  |  |  |  | Material | 685
| S9B1B040U3PSA 93 GAS FURNACE (1.5/2 TON) -TRANE | 85040 | S9B1B040U3PSA 93 GAS FURNACE (1.5/2 TON) -TRANE | S9B1B040U3PSA 93 GAS FURNACE (1.5/2 TON) -TRANE | each | each | 1 | 1 | Rough Equipment |  |  |  |  | Material | 700
| S9B1B060U4PSA 93 GAS FURNACE (2.5/3 TON) -TRANE | 85045 | S9B1B060U4PSA 93 GAS FURNACE (2.5/3 TON) -TRANE | S9B1B060U4PSA 93 GAS FURNACE (2.5/3 TON) -TRANE | each | each | 1 | 1 | Rough Equipment |  |  |  |  | Material | 743
| S9B1C080U5PSA 93 GAS FURNACE (3.5/4 TON) -TRANE | 85050 | S9B1C080U5PSA 93 GAS FURNACE (3.5/4 TON) -TRANE | S9B1C080U5PSA 93 GAS FURNACE (3.5/4 TON) -TRANE | each | each | 1 | 1 | Rough Equipment |  |  |  |  | Material | 951
| S9B1C100U5PSA 93 GAS FURNACE (5 TON) -TRANE | 85055 | S9B1C100U5PSA 93 GAS FURNACE (5 TON) -TRANE | S9B1C100U5PSA 93 GAS FURNACE (5 TON) -TRANE | each | each | 1 | 1 | Rough Equipment |  |  |  |  | Material | 950
| 4TXCA002DS3 COIL (1.5-2 TON) | 85060 | 4TXCA002DS3 COIL (1.5-2 TON) | 4TXCA002DS3 COIL (1.5-2 TON) | each | each | 1 | 1 | Rough Equipment |  |  |  |  | Material | 285
| 4TXCB003DS3 COIL (1.5-3 TON) | 85065 | 4TXCB003DS3 COIL (1.5-3 TON) | 4TXCB003DS3 COIL (1.5-3 TON) | each | each | 1 | 1 | Rough Equipment |  |  |  |  | Material | 277
| 4TXCB006DS3 COIL (2.5-3 TON) | 85070 | 4TXCB006DS3 COIL (2.5-3 TON) | 4TXCB006DS3 COIL (2.5-3 TON) | each | each | 1 | 1 | Rough Equipment |  |  |  |  | Material | 367
| 4TXCC009DS3 COIL (3.5-5 TON).. | 85075 | 4TXCC009DS3 COIL (3.5-5 TON).. | 4TXCC009DS3 COIL (3.5-5 TON).. | each | each | 1 | 1 | Rough Equipment |  |  |  |  | Material | 371
| A4HP5018D1000A 1.5 TON HEAT PUMP-RT | 86000 | A4HP5018D1000A 1.5 TON HEAT PUMP-RT | A4HP5018D1000A 1.5 TON HEAT PUMP-RT | each | each | 1 | 1 | Trim Equipment |  |  |  |  | Material | 817
| A4HP5024D1000A 2 TON HEAT PUMP-RT | 86005 | A4HP5024D1000A 2 TON HEAT PUMP-RT | A4HP5024D1000A 2 TON HEAT PUMP-RT | each | each | 1 | 1 | Trim Equipment |  |  |  |  | Material | 817
| A4HP5030D1000A 2.5 TON HEAT PUMP-RT | 86010 | A4HP5030D1000A 2.5 TON HEAT PUMP-RT | A4HP5030D1000A 2.5 TON HEAT PUMP-RT | each | each | 1 | 1 | Trim Equipment |  |  |  |  | Material | 800
| A4HP5036D1000A 3 TON HEAT PUMP-RT | 86015 | A4HP5036D1000A 3 TON HEAT PUMP-RT | A4HP5036D1000A 3 TON HEAT PUMP-RT | each | each | 1 | 1 | Trim Equipment |  |  |  |  | Material | 903
| A4HP5042D1000A 3.5 TON HEAT PUMP-RT | 86020 | A4HP5042D1000A 3.5 TON HEAT PUMP-RT | A4HP5042D1000A 3.5 TON HEAT PUMP-RT | each | each | 1 | 1 | Trim Equipment |  |  |  |  | Material | 1129
| A4HP5048D1000A 4 TON HEAT PUMP-RT | 86025 | A4HP5048D1000A 4 TON HEAT PUMP-RT | A4HP5048D1000A 4 TON HEAT PUMP-RT | each | each | 1 | 1 | Trim Equipment |  |  |  |  | Material | 1195
| A4HP5060D1000A 5 TON HEAT PUMP-RT | 86030 | A4HP5060D1000A 5 TON HEAT PUMP-RT | A4HP5060D1000A 5 TON HEAT PUMP-RT | each | each | 1 | 1 | Trim Equipment |  |  |  |  | Material | 1280
| 4TWR4018N1 1.5 TON HEAT PUMP-TRANE | 86100 | 4TWR4018N1 1.5 TON HEAT PUMP-TRANE | 4TWR4018N1 1.5 TON HEAT PUMP-TRANE | each | each | 1 | 1 | Trim Equipment |  |  |  |  | Material | 942
| 4TWR4024N1 2 TON HEAT PUMP-TRANE | 86105 | 4TWR4024N1 2 TON HEAT PUMP-TRANE | 4TWR4024N1 2 TON HEAT PUMP-TRANE | each | each | 1 | 1 | Trim Equipment |  |  |  |  | Material | 992
| 4TWR4030N1 2.5 TON HEAT PUMP-TRANE | 86110 | 4TWR4030N1 2.5 TON HEAT PUMP-TRANE | 4TWR4030N1 2.5 TON HEAT PUMP-TRANE | each | each | 1 | 1 | Trim Equipment |  |  |  |  | Material | 1021
| 4TWR4036N1 3 TON HEAT PUMP-TRANE | 86115 | 4TWR4036N1 3 TON HEAT PUMP-TRANE | 4TWR4036N1 3 TON HEAT PUMP-TRANE | each | each | 1 | 1 | Trim Equipment |  |  |  |  | Material | 1135
| 4TWR4042N1 3.5 TON HEAT PUMP-TRANE | 86120 | 4TWR4042N1 3.5 TON HEAT PUMP-TRANE | 4TWR4042N1 3.5 TON HEAT PUMP-TRANE | each | each | 1 | 1 | Trim Equipment |  |  |  |  | Material | 1278
| 4TWR4048N1 4 TON HEAT PUMP-TRANE | 86125 | 4TWR4048N1 4 TON HEAT PUMP-TRANE | 4TWR4048N1 4 TON HEAT PUMP-TRANE | each | each | 1 | 1 | Trim Equipment |  |  |  |  | Material | 1306
| 4TWR4060N1 5 TON HEAT PUMP-TRANE | 86130 | 4TWR4060N1 5 TON HEAT PUMP-TRANE | 4TWR4060N1 5 TON HEAT PUMP-TRANE | each | each | 1 | 1 | Trim Equipment |  |  |  |  | Material | 1491
| A4AC5018D1000A 1.5 TON AIR CONDITIONER-RT.. | 86200 | A4AC5018D1000A 1.5 TON AIR CONDITIONER-RT.. | A4AC5018D1000A 1.5 TON AIR CONDITIONER-RT.. | each | each | 1 | 1 | Trim Equipment |  |  |  |  | Material | 596
| A4AC5024D1000A 2 TON AIR CONDITIONER-RT | 86205 | A4AC5024D1000A 2 TON AIR CONDITIONER-RT | A4AC5024D1000A 2 TON AIR CONDITIONER-RT | each | each | 1 | 1 | Trim Equipment |  |  |  |  | Material | 635
| A4AC5030D1000A 2.5 TON AIR CONDITIONER-RT | 86210 | A4AC5030D1000A 2.5 TON AIR CONDITIONER-RT | A4AC5030D1000A 2.5 TON AIR CONDITIONER-RT | each | each | 1 | 1 | Trim Equipment |  |  |  |  | Material | 670
| A4AC5036D1000A 3 TON AIR CONDITIONER-RT | 86215 | A4AC5036D1000A 3 TON AIR CONDITIONER-RT | A4AC5036D1000A 3 TON AIR CONDITIONER-RT | each | each | 1 | 1 | Trim Equipment |  |  |  |  | Material | 764
| A4AC5042D1000A 3.5 TON AIR CONDITIONER-RT | 86220 | A4AC5042D1000A 3.5 TON AIR CONDITIONER-RT | A4AC5042D1000A 3.5 TON AIR CONDITIONER-RT | each | each | 1 | 1 | Trim Equipment |  |  |  |  | Material | 805
| A4AC5048D1000A 4 TON AIR CONDITIONER-RT | 86225 | A4AC5048D1000A 4 TON AIR CONDITIONER-RT | A4AC5048D1000A 4 TON AIR CONDITIONER-RT | each | each | 1 | 1 | Trim Equipment |  |  |  |  | Material | 879
| A4AC5060D1000A 5 TON AIR CONDITIONER-RT | 86230 | A4AC5060D1000A 5 TON AIR CONDITIONER-RT | A4AC5060D1000A 5 TON AIR CONDITIONER-RT | each | each | 1 | 1 | Trim Equipment |  |  |  |  | Material | 999
| 4TTR4018N1 1.5 TON AIR CONDITIONER-TRANE.. | 86300 | 4TTR4018N1 1.5 TON AIR CONDITIONER-TRANE.. | 4TTR4018N1 1.5 TON AIR CONDITIONER-TRANE.. | each | each | 1 | 1 | Trim Equipment |  |  |  |  | Material | 696
| 4TTR4024N1 2 TON AIR CONDITIONER-TRANE | 86305 | 4TTR4024N1 2 TON AIR CONDITIONER-TRANE | 4TTR4024N1 2 TON AIR CONDITIONER-TRANE | each | each | 1 | 1 | Trim Equipment |  |  |  |  | Material | 726
| 4TTR4030N1 2.5 TON AIR CONDITIONER-TRANE | 86310 | 4TTR4030N1 2.5 TON AIR CONDITIONER-TRANE | 4TTR4030N1 2.5 TON AIR CONDITIONER-TRANE | each | each | 1 | 1 | Trim Equipment |  |  |  |  | Material | 814
| 4TTR4036N1 3 TON AIR CONDITIONER-TRANE | 86315 | 4TTR4036N1 3 TON AIR CONDITIONER-TRANE | 4TTR4036N1 3 TON AIR CONDITIONER-TRANE | each | each | 1 | 1 | Trim Equipment |  |  |  |  | Material | 877
| 4TTR4042N1 3.5 TON AIR CONDITIONER-TRANE | 86320 | 4TTR4042N1 3.5 TON AIR CONDITIONER-TRANE | 4TTR4042N1 3.5 TON AIR CONDITIONER-TRANE | each | each | 1 | 1 | Trim Equipment |  |  |  |  | Material | 965
| 4TTR4048N1 4 TON AIR CONDITIONER-TRANE | 86325 | 4TTR4048N1 4 TON AIR CONDITIONER-TRANE | 4TTR4048N1 4 TON AIR CONDITIONER-TRANE | each | each | 1 | 1 | Trim Equipment |  |  |  |  | Material | 1050
| 4TTR4060N1 5 TON AIR CONDITIONER-TRANE | 86330 | 4TTR4060N1 5 TON AIR CONDITIONER-TRANE | 4TTR4060N1 5 TON AIR CONDITIONER-TRANE | each | each | 1 | 1 | Trim Equipment |  |  |  |  | Material | 1346
| CBA25UH-018-230 Fan Coil/1.5Ton/230-1 | 87000 | CBA25UH-018-230 Fan Coil/1.5Ton/230-1 | CBA25UH-018-230 Fan Coil/1.5Ton/230-1 | each | each | 1 | 1 | Rough Equipment |  |  |  |  | Material | 420
| CBA25UH-024-230 Fan Coil/2.0Ton/230-1 | 87010 | CBA25UH-024-230 Fan Coil/2.0Ton/230-1 | CBA25UH-024-230 Fan Coil/2.0Ton/230-1 | each | each | 1 | 1 | Rough Equipment |  |  |  |  | Material | 435
| CBA25UH-030-230 Fan Coil/2.5Ton/230-1 | 87020 | CBA25UH-030-230 Fan Coil/2.5Ton/230-1 | CBA25UH-030-230 Fan Coil/2.5Ton/230-1 | each | each | 1 | 1 | Rough Equipment |  |  |  |  | Material | 470
| CBA25UH-036-230 Fan Coil/3.0Ton/230-1 | 87030 | CBA25UH-036-230 Fan Coil/3.0Ton/230-1 | CBA25UH-036-230 Fan Coil/3.0Ton/230-1 | each | each | 1 | 1 | Rough Equipment |  |  |  |  | Material | 500
| CBA25UH-042-230 Fan Coil/3.5Ton/230-1 | 87040 | CBA25UH-042-230 Fan Coil/3.5Ton/230-1 | CBA25UH-042-230 Fan Coil/3.5Ton/230-1 | each | each | 1 | 1 | Rough Equipment |  |  |  |  | Material | 550
| CBA25UH-048-230 Fan Coil/4.0Ton/230-1 | 87050 | CBA25UH-048-230 Fan Coil/4.0Ton/230-1 | CBA25UH-048-230 Fan Coil/4.0Ton/230-1 | each | each | 1 | 1 | Rough Equipment |  |  |  |  | Material | 625
| CBA25UH-060-230 Fan Coil/5.0Ton/230-1 | 87060 | CBA25UH-060-230 Fan Coil/5.0Ton/230-1 | CBA25UH-060-230 Fan Coil/5.0Ton/230-1 | each | each | 1 | 1 | Rough Equipment |  |  |  |  | Material | 725
| ML180UH045E36A Furnace/Gas/45Btuh/3Ton | 87100 | ML180UH045E36A Furnace/Gas/45Btuh/3Ton | ML180UH045E36A Furnace/Gas/45Btuh/3Ton | each | each | 1 | 1 | Rough Equipment |  |  |  |  | Material | 443
| ML180UH070E36A Furnace/Gas/70Btuh/3Ton | 87110 | ML180UH070E36A Furnace/Gas/70Btuh/3Ton | ML180UH070E36A Furnace/Gas/70Btuh/3Ton | each | each | 1 | 1 | Rough Equipment |  |  |  |  | Material | 464
| ML180UH070E36B Furnace/Gas/70Btuh/3Ton | 87120 | ML180UH070E36B Furnace/Gas/70Btuh/3Ton | ML180UH070E36B Furnace/Gas/70Btuh/3Ton | each | each | 1 | 1 | Rough Equipment |  |  |  |  | Material | 464
| ML180UH090E48B Furnace/Gas/90K BTU 4Ton | 87130 | ML180UH090E48B Furnace/Gas/90K BTU 4Ton | ML180UH090E48B Furnace/Gas/90K BTU 4Ton | each | each | 1 | 1 | Rough Equipment |  |  |  |  | Material | 515
| ML180UH090E60C Furnace/Gas/90Btuh/5Ton | 87140 | ML180UH090E60C Furnace/Gas/90Btuh/5Ton | ML180UH090E60C Furnace/Gas/90Btuh/5Ton | each | each | 1 | 1 | Rough Equipment |  |  |  |  | Material | 541
| ML180UH110E60C Furnace/Gas/110Btuh/5Ton | 87150 | ML180UH110E60C Furnace/Gas/110Btuh/5Ton | ML180UH110E60C Furnace/Gas/110Btuh/5Ton | each | each | 1 | 1 | Rough Equipment |  |  |  |  | Material | 556
| ML180UH135E60D Furnace/Gas/135Btuh/5Ton | 87160 | ML180UH135E60D Furnace/Gas/135Btuh/5Ton | ML180UH135E60D Furnace/Gas/135Btuh/5Ton | each | each | 1 | 1 | Rough Equipment |  |  |  |  | Material | 567
| ML193UH045XE36B Furnace-Gas/45Btuh/3T | 87200 | ML193UH045XE36B Furnace-Gas/45Btuh/3T | ML193UH045XE36B Furnace-Gas/45Btuh/3T | each | each | 1 | 1 | Rough Equipment |  |  |  |  | Material | 705
| ML193UH070XE36B Furnace-Gas/70Btuh/3T | 87210 | ML193UH070XE36B Furnace-Gas/70Btuh/3T | ML193UH070XE36B Furnace-Gas/70Btuh/3T | each | each | 1 | 1 | Rough Equipment |  |  |  |  | Material | 744
| ML193UH090XE48C Furnace-Gas/90Btuh/4T | 87220 | ML193UH090XE48C Furnace-Gas/90Btuh/4T | ML193UH090XE48C Furnace-Gas/90Btuh/4T | each | each | 1 | 1 | Rough Equipment |  |  |  |  | Material | 783
| ML193UH090XE36C Furnace-Gas/90Btuh/3T | 87230 | ML193UH090XE36C Furnace-Gas/90Btuh/3T | ML193UH090XE36C Furnace-Gas/90Btuh/3T | each | each | 1 | 1 | Rough Equipment |  |  |  |  | Material | 768
| ML193UH110XE48C Furnace-Gas/110Btuh/4T | 87240 | ML193UH110XE48C Furnace-Gas/110Btuh/4T | ML193UH110XE48C Furnace-Gas/110Btuh/4T | each | each | 1 | 1 | Rough Equipment |  |  |  |  | Material | 799
| ML193UH110XE60C Furnace-Gas/110Btuh/5T | 87250 | ML193UH110XE60C Furnace-Gas/110Btuh/5T | ML193UH110XE60C Furnace-Gas/110Btuh/5T | each | each | 1 | 1 | Rough Equipment |  |  |  |  | Material | 854
| ECBA25-5 | 87300 | ECBA25-5 | ECBA25-5 | each | each | 1 | 1 | Rough Equipment |  |  |  |  | Material | 36.8
| ECBA25-7.5 | 87310 | ECBA25-7.5 | ECBA25-7.5 | each | each | 1 | 1 | Rough Equipment |  |  |  |  | Material | 55.19
| ECBA25-10 | 87320 | ECBA25-10 | ECBA25-10 | each | each | 1 | 1 | Rough Equipment |  |  |  |  | Material | 58.71
| CX35-24A-6F-20 Coil/2TON/CASED | 87400 | CX35-24A-6F-20 Coil/2TON/CASED | CX35-24A-6F-20 Coil/2TON/CASED | each | each | 1 | 1 | Rough Equipment |  |  |  |  | Material | 174
| CX35-24B-6F-20 Coil/2TON/CASED | 87405 | CX35-24B-6F-20 Coil/2TON/CASED | CX35-24B-6F-20 Coil/2TON/CASED | each | each | 1 | 1 | Rough Equipment |  |  |  |  | Material | 178
| CX35-30A-6F-20 Coil/2.5TON/CASED | 87410 | CX35-30A-6F-20 Coil/2.5TON/CASED | CX35-30A-6F-20 Coil/2.5TON/CASED | each | each | 1 | 1 | Rough Equipment |  |  |  |  | Material | 196
| CX35-30B-6F-20 Coil/2.5TON/CASED | 87415 | CX35-30B-6F-20 Coil/2.5TON/CASED | CX35-30B-6F-20 Coil/2.5TON/CASED | each | each | 1 | 1 | Rough Equipment |  |  |  |  | Material | 200
| CX35-36A-6F-20 Coil/3TON/CASED | 87420 | CX35-36A-6F-20 Coil/3TON/CASED | CX35-36A-6F-20 Coil/3TON/CASED | each | each | 1 | 1 | Rough Equipment |  |  |  |  | Material | 221
| CX35-36B-6F-20 Coil/3TON/CASED | 87425 | CX35-36B-6F-20 Coil/3TON/CASED | CX35-36B-6F-20 Coil/3TON/CASED | each | each | 1 | 1 | Rough Equipment |  |  |  |  | Material | 225
| CX35-48B-6F-20 Coil/4TON/CASED | 87430 | CX35-48B-6F-20 Coil/4TON/CASED | CX35-48B-6F-20 Coil/4TON/CASED | each | each | 1 | 1 | Rough Equipment |  |  |  |  | Material | 248
| CX35-48C-6F-20 Coil/4TON/CASED | 87435 | CX35-48C-6F-20 Coil/4TON/CASED | CX35-48C-6F-20 Coil/4TON/CASED | each | each | 1 | 1 | Rough Equipment |  |  |  |  | Material | 259
| CX35-49C-6F-20 Coil/4TON/CASED | 87440 | CX35-49C-6F-20 Coil/4TON/CASED | CX35-49C-6F-20 Coil/4TON/CASED | each | each | 1 | 1 | Rough Equipment |  |  |  |  | Material | 327
| CX35-60C-6F-20 Coil/5TON/CASED | 87445 | CX35-60C-6F-20 Coil/5TON/CASED | CX35-60C-6F-20 Coil/5TON/CASED | each | each | 1 | 1 | Rough Equipment |  |  |  |  | Material | 337
| CX35-60D-6F-20 Coil/5TON/CASED | 87450 | CX35-60D-6F-20 Coil/5TON/CASED | CX35-60D-6F-20 Coil/5TON/CASED | each | each | 1 | 1 | Rough Equipment |  |  |  |  | Material | 343
| CHX35-18A-6F COIL/1.5Ton/Cased | 87500 | CHX35-18A-6F COIL/1.5Ton/Cased | CHX35-18A-6F COIL/1.5Ton/Cased | each | each | 1 | 1 | Rough Equipment |  |  |  |  | Material | 186
| CHX35-24A-6F COIL/2 Ton/Cased | 87505 | CHX35-24A-6F COIL/2 Ton/Cased | CHX35-24A-6F COIL/2 Ton/Cased | each | each | 1 | 1 | Rough Equipment |  |  |  |  | Material | 209
| CHX35-24B-6F COIL/2 Ton/Cased | 87510 | CHX35-24B-6F COIL/2 Ton/Cased | CHX35-24B-6F COIL/2 Ton/Cased | each | each | 1 | 1 | Rough Equipment |  |  |  |  | Material | 213
| CHX35-30A-6F COIL/2.5 Ton/Cased | 87515 | CHX35-30A-6F COIL/2.5 Ton/Cased | CHX35-30A-6F COIL/2.5 Ton/Cased | each | each | 1 | 1 | Rough Equipment |  |  |  |  | Material | 257
| CHX35-30B-6F COIL/2.5 Ton/Cased | 87520 | CHX35-30B-6F COIL/2.5 Ton/Cased | CHX35-30B-6F COIL/2.5 Ton/Cased | each | each | 1 | 1 | Rough Equipment |  |  |  |  | Material | 254
| CHX35-36A-6F COIL/3 Ton/Cased | 87525 | CHX35-36A-6F COIL/3 Ton/Cased | CHX35-36A-6F COIL/3 Ton/Cased | each | each | 1 | 1 | Rough Equipment |  |  |  |  | Material | 259
| CHX35-36B-6F COIL/3 Ton/Cased | 87530 | CHX35-36B-6F COIL/3 Ton/Cased | CHX35-36B-6F COIL/3 Ton/Cased | each | each | 1 | 1 | Rough Equipment |  |  |  |  | Material | 270
| CHX35-36C-6F COIL/3 Ton/Cased | 87535 | CHX35-36C-6F COIL/3 Ton/Cased | CHX35-36C-6F COIL/3 Ton/Cased | each | each | 1 | 1 | Rough Equipment |  |  |  |  | Material | 275
| CHX35-42B-6F COIL/3.5 Ton/Cased | 87540 | CHX35-42B-6F COIL/3.5 Ton/Cased | CHX35-42B-6F COIL/3.5 Ton/Cased | each | each | 1 | 1 | Rough Equipment |  |  |  |  | Material | 315
| CHX35-42C-6F COIL/3.5 Ton/Cased | 87545 | CHX35-42C-6F COIL/3.5 Ton/Cased | CHX35-42C-6F COIL/3.5 Ton/Cased | each | each | 1 | 1 | Rough Equipment |  |  |  |  | Material | 338
| CHX35-48B-6F COIL/4 Ton/Cased | 87550 | CHX35-48B-6F COIL/4 Ton/Cased | CHX35-48B-6F COIL/4 Ton/Cased | each | each | 1 | 1 | Rough Equipment |  |  |  |  | Material | 315
| CHX35-48C-6F COIL/4 Ton/Cased | 87555 | CHX35-48C-6F COIL/4 Ton/Cased | CHX35-48C-6F COIL/4 Ton/Cased | each | each | 1 | 1 | Rough Equipment |  |  |  |  | Material | 326
| CHX35-60D-6F COIL/5 Ton/Cased | 87560 | CHX35-60D-6F COIL/5 Ton/Cased | CHX35-60D-6F COIL/5 Ton/Cased | each | each | 1 | 1 | Rough Equipment |  |  |  |  | Material | 360
| CHX35-51/61C-6F COIL/4-5 Ton/Cased | 87565 | CHX35-51/61C-6F COIL/4-5 Ton/Cased | CHX35-51/61C-6F COIL/4-5 Ton/Cased | each | each | 1 | 1 | Rough Equipment |  |  |  |  | Material | 394
| ML17XP1-018-230 HEATPUMP/1.5TON/230V | 87600 | ML17XP1-018-230 HEATPUMP/1.5TON/230V | ML17XP1-018-230 HEATPUMP/1.5TON/230V | each | each | 1 | 1 | Trim Equipment |  |  |  |  | Material | 960
| ML17XP1-024-230 HEATPUMP/2.0TON/230V | 87610 | ML17XP1-024-230 HEATPUMP/2.0TON/230V | ML17XP1-024-230 HEATPUMP/2.0TON/230V | each | each | 1 | 1 | Trim Equipment |  |  |  |  | Material | 1044
| ML17XP1-030-230 HEATPUMP/2.5TON/230V | 87620 | ML17XP1-030-230 HEATPUMP/2.5TON/230V | ML17XP1-030-230 HEATPUMP/2.5TON/230V | each | each | 1 | 1 | Trim Equipment |  |  |  |  | Material | 1116
| ML17XP1-036-230 HEATPUMP/3.0TON/230V | 87630 | ML17XP1-036-230 HEATPUMP/3.0TON/230V | ML17XP1-036-230 HEATPUMP/3.0TON/230V | each | each | 1 | 1 | Trim Equipment |  |  |  |  | Material | 1200
| ML17XP1-042-230 HEATPUMP/3.5TON/230V | 87640 | ML17XP1-042-230 HEATPUMP/3.5TON/230V | ML17XP1-042-230 HEATPUMP/3.5TON/230V | each | each | 1 | 1 | Trim Equipment |  |  |  |  | Material | 1344
| ML17XP1-048-230 HEATPUMP/4.0TON/230V | 87650 | ML17XP1-048-230 HEATPUMP/4.0TON/230V | ML17XP1-048-230 HEATPUMP/4.0TON/230V | each | each | 1 | 1 | Trim Equipment |  |  |  |  | Material | 1416
| ML17XP1-060-230 HEATPUMP/5.0TON/230V | 87660 | ML17XP1-060-230 HEATPUMP/5.0TON/230V | ML17XP1-060-230 HEATPUMP/5.0TON/230V | each | each | 1 | 1 | Trim Equipment |  |  |  |  | Material | 1560
| ML17XC1-018-230 Condenser/1.5 Ton/230 | 87700 | ML17XC1-018-230 Condenser/1.5 Ton/230 | ML17XC1-018-230 Condenser/1.5 Ton/230 | each | each | 1 | 1 | Trim Equipment |  |  |  |  | Material | 765
| ML17XC1-024-230 Condenser/2 Ton/230 | 87710 | ML17XC1-024-230 Condenser/2 Ton/230 | ML17XC1-024-230 Condenser/2 Ton/230 | each | each | 1 | 1 | Trim Equipment |  |  |  |  | Material | 791
| ML17XC1-030-230 Condenser/2.5 Ton/230 | 87720 | ML17XC1-030-230 Condenser/2.5 Ton/230 | ML17XC1-030-230 Condenser/2.5 Ton/230 | each | each | 1 | 1 | Trim Equipment |  |  |  |  | Material | 825
| ML17XC1-036-230 Condenser/3 Ton/230 | 87730 | ML17XC1-036-230 Condenser/3 Ton/230 | ML17XC1-036-230 Condenser/3 Ton/230 | each | each | 1 | 1 | Trim Equipment |  |  |  |  | Material | 850
| ML17XC1-042-230 Condenser/3.5 Ton/230 | 87740 | ML17XC1-042-230 Condenser/3.5 Ton/230 | ML17XC1-042-230 Condenser/3.5 Ton/230 | each | each | 1 | 1 | Trim Equipment |  |  |  |  | Material | 935
| ML17XC1-048-230 Condenser/4 Ton/230 | 87750 | ML17XC1-048-230 Condenser/4 Ton/230 | ML17XC1-048-230 Condenser/4 Ton/230 | each | each | 1 | 1 | Trim Equipment |  |  |  |  | Material | 1063
| ML17XC1-060-230 Condenser/5 Ton/230 | 87760 | ML17XC1-060-230 Condenser/5 Ton/230 | ML17XC1-060-230 Condenser/5 Ton/230 | each | each | 1 | 1 | Trim Equipment |  |  |  |  | Material | 1233
| 11X17X24 DB PLENUM W CAP R8 | 985 | 11X17X24 DB PLENUM W CAP R8 | 11X17X24 DB PLENUM W CAP R8 | each | each | 1 | 1 | Rough Material |  |  |  |  | Material | 44.68
| 11X17X24 DB SLEEVE - NO CAP R8 | 990 | 11X17X24 DB SLEEVE - NO CAP R8 | 11X17X24 DB SLEEVE - NO CAP R8 | each | each | 1 | 1 | Rough Material |  |  |  |  | Material | 36.76
| 11X17X48 DB PLENUM W CAP R8 | 995 | 11X17X48 DB PLENUM W CAP R8 | 11X17X48 DB PLENUM W CAP R8 | each | each | 1 | 1 | Rough Material |  |  |  |  | Material | 59.87
10000 | 11-1/4X18X24 DB PLENUM W CAP R8 | 10000 | 11-1/4X18X24 DB PLENUM W CAP R8.. | 11-1/4X18X24 DB PLENUM W CAP R8.. | each | each | 1 | 1 | Rough Material |  |  |  |  | Material | 31.08
10005 | 11-1/4X18X24 DB SLEEVE NO CAP R8 | 10005 | 11-1/4X18X24 DB SLEEVE - NO CAP R8 | 11-1/4X18X24 DB SLEEVE - NO CAP R8 | each | each | 1 | 1 | Rough Material |  |  |  |  | Material | 30
10010 | 11-1/4X18X48 DB PLENUM W CAP R8 | 10010 | 11-1/4X18X48 DB PLENUM W CAP R8 | 11-1/4X18X48 DB PLENUM W CAP R8 | each | each | 1 | 1 | Rough Material |  |  |  |  | Material | 62.16
10020 | 14-1/2X18X24 DB PLENUM W CAP R8 | 10020 | 14-1/2X18X24 DB PLENUM W CAP R8 | 14-1/2X18X24 DB PLENUM W CAP R8 | each | each | 1 | 1 | Rough Material |  |  |  |  | Material | 33.46
10025 | 14-1/2X18X48DB SLEEVE NO CAP R8 | 10025 | 14-1/2X18X24 DB SLEEVE - NO CAP R8 | 14-1/2X18X24 DB SLEEVE - NO CAP R8 | each | each | 1 | 1 | Rough Material |  |  |  |  | Material | 32
10030 | 14-1/2X18X48 DB PLENUM W CAP R8 | 10030 | 14-1/2X18X48 DB PLENUM W CAP R8 | 14-1/2X18X48 DB PLENUM W CAP R8 | each | each | 1 | 1 | Rough Material |  |  |  |  | Material | 62.58
10031 | 14-3/4X17X24 DB PLENUM W CAP R8 | 10031 | 14-3/4X17X24 DB PLENUM W CAP R8 | 14-3/4X17X24 DB PLENUM W CAP R8 | each | each | 1 | 1 | Rough Material |  |  |  |  | Material | 46.71
10032 | 14-3/4X17X24 DB SLEEVE - NO CAP R8 | 10032 | 14-3/4X17X24 DB SLEEVE - NO CAP R8 | 14-3/4X17X24 DB SLEEVE - NO CAP R8 | each | each | 1 | 1 | Rough Material |  |  |  |  | Material | 38.8
10033 | 14-3/4X17X48 DB PLENUM W CAP R8 | 10033 | 14-3/4X17X48 DB PLENUM W CAP R8 | 14-3/4X17X48 DB PLENUM W CAP R8 | each | each | 1 | 1 | Rough Material |  |  |  |  | Material | 63.94
10034 | 17X17X24 DB PLENUM W CAP R8 | 10034 | 17X17X24 DB PLENUM W CAP R8 | 17X17X24 DB PLENUM W CAP R8 | each | each | 1 | 1 | Rough Material |  |  |  |  | Material | 47.97
10035 | 17X17X24 DB SLEEVE - NO CAP R8 | 10035 | 17X17X24 DB SLEEVE - NO CAP R8 | 17X17X24 DB SLEEVE - NO CAP R8 | each | each | 1 | 1 | Rough Material |  |  |  |  | Material | 40.02
10036 | 17X17X48 DB PLENUM W CAP R8 | 10036 | 17X17X48 DB PLENUM W CAP R8 | 17X17X48 DB PLENUM W CAP R8 | each | each | 1 | 1 | Rough Material |  |  |  |  | Material | 66.39
10040 | 18X18X24 DB PLENUM W CAP R8 | 10040 | 18X18X24 DB PLENUM W CAP R8 | 18X18X24 DB PLENUM W CAP R8 | each | each | 1 | 1 | Rough Material |  |  |  |  | Material | 35.27
10045 | 18X18X24 DB SLEEVE NO CAP R8 | 10045 | 18X18X24 DB SLEEVE Ã¯Â¿Â½ NO CAP R8 | 18X18X24 DB SLEEVE Ã¯Â¿Â½ NO CAP R8 | each | each | 1 | 1 | Rough Material |  |  |  |  | Material | 34
10050 | 18X18X48 DB PLENUM W CAP R8 | 10050 | 18X18X48 DB PLENUM W CAP R8 | 18X18X48 DB PLENUM W CAP R8 | each | each | 1 | 1 | Rough Material |  |  |  |  | Material | 70.47
10051 | 19-3/4X17X24 DB PLENUM W CAP R8 | 10051 | 19-3/4X17X24 DB PLENUM W CAP R8 | 19-3/4X17X24 DB PLENUM W CAP R8 | each | each | 1 | 1 | Rough Material |  |  |  |  | Material | 50.18
10052 | 19-3/4X17X24 DB SLEEVE Ã¯Â¿Â½ NO CAP R8 | 10052 | 19-3/4X17X24 DB SLEEVE Ã¯Â¿Â½ NO CAP R8 | 19-3/4X17X24 DB SLEEVE Ã¯Â¿Â½ NO CAP R8 | each | each | 1 | 1 | Rough Material |  |  |  |  | Material | 41.51
10053 | 19-3/4X17X48 DB PLENUM W CAP R8 | 10053 | 19-3/4X17X48 DB PLENUM W CAP R8 | 19-3/4X17X48 DB PLENUM W CAP R8 | each | each | 1 | 1 | Rough Material |  |  |  |  | Material | 70.12
10054 | 21X18X24 DB PLENUM W CAP R8 | 10054 | 21X18X24 DB PLENUM W CAP R8 | 21X18X24 DB PLENUM W CAP R8 | each | each | 1 | 1 | Rough Material |  |  |  |  | Material | 51.74
10055 | 21X18X24 DB SLEEVE NO CAP R8 | 10055 | 21X18X24 DB SLEEVE NO CAP R8 | 21X18X24 DB SLEEVE NO CAP R8 | each | each | 1 | 1 | Rough Material |  |  |  |  | Material | 42.73
10056 | 21X18X48 DB PLENUM W CAP R8 | 10056 | 21X18X48 DB PLENUM W CAP R8 | 21X18X48 DB PLENUM W CAP R8 | each | each | 1 | 1 | Rough Material |  |  |  |  | Material | 79.91
10060 | 21X21X24 DB PLENUM W CAP | 10060 | 21X21X24 DB PLENUM W CAP R8 | 21X21X24 DB PLENUM W CAP R8 | each | each | 1 | 1 | Rough Material |  |  |  |  | Material | 42.34
10065 | 21X2IX24 DB SLEEVE NO CAP R8 | 10065 | 21X21X24 DB SLEEVE - NO CAP R8 | 21X21X24 DB SLEEVE - NO CAP R8 | each | each | 1 | 1 | Rough Material |  |  |  |  | Material | 40
10070 | 2IX21X48 DB PLENUM W CAP R8 | 10070 | 21X21X48 DB PLENUM W CAP R8 | 21X21X48 DB PLENUM W CAP R8 | each | each | 1 | 1 | Rough Material |  |  |  |  | Material | 74.7
10075 | 21X21X48 DB SLEEVE -NO CAP R8 | 10075 | 21X21X48 DB SLEEVE - NO CAP R8 | 21X21X48 DB SLEEVE - NO CAP R8 | each | each | 1 | 1 | Rough Material |  |  |  |  | Material | 65
10090 | LRG DB TRIANGLE DIST | 10090 | LRG DB TRIANGLE DIST | LRG DB TRIANGLE DIST | each | each | 1 | 1 | Rough Material |  |  |  |  | Material | 43.79
10100 | 12-1/2 X 12-1/2 X 12 METAL BOX (UNINSUL) | 10100 | 12-1/2 X 12-1/2 X 12 METAL BOX (UNINSUL) | 12-1/2 X 12-1/2 X 12 METAL BOX (UNINSUL) | each | each | 1 | 1 | Rough Material |  |  |  |  | Material | 12.04
10110 | 14-1/2 X 14-1/2 X 12 METAL BOX (UNINSUL) | 10110 | 14-1/2 X 14-1/2 X 12 METAL BOX (UNINSUL) | 14-1/2 X 14-1/2 X 12 METAL BOX (UNINSUL) | each | each | 1 | 1 | Rough Material |  |  |  |  | Material | 14.57
10112 | 16-1/2X16-1/2 X 12 METAL BOX (UNINSUL) | 10112 | 16X16X12 METAL BOX (UNINSUL) | 16X16X12 METAL BOX (UNINSUL) | each | each | 1 | 1 | Rough Material |  |  |  |  | Material | 15.26
10117 | 20-1/2 X 14-1/2 X 12 METAL BOX (UNINSUL) | 10117 | 20-1/2 X 14-1/2 X 12 METAL BOX (UNINSUL) | 20-1/2 X 14-1/2 X 12 METAL BOX (UNINSUL) | each | each | 1 | 1 | Rough Material |  |  |  |  | Material | 17.7
10120 | 24-1/2 X 12-1/2 X 12 METAL BOX (UNINSUL) | 10120 | 24-1/2 X 12-1/2 X 12 METAL BOX (UNINSUL) | 24-1/2 X 12-1/2 X 12 METAL BOX (UNINSUL) | each | each | 1 | 1 | Rough Material |  |  |  |  | Material | 18.95
10130 | 25-1/2 X14-1/2 X 12 METAL BOX (UNINSUL) | 10130 | 25-1/2 X 12-1/2 X 12 METAL BOX (UNINSUL)
10140 | 12-1/2 X 12-1/2 X 12 METAL BOX R8 | 10140 | 12-1/2 X 12-1/2 X 12 RTN AIR BOX R8 | 12-1/2 X 12-1/2 X 12 RTN AIR BOX R8 | each | each | 1 | 1 | Rough Material |  |  |  |  | Material | 19.92
10150 | 14-1/2 X 14-1/2 x 12 METAL BOX R8 | 10150 | 14-1/2 X 14-1/2 X 12 RTN AIR BOX R8 | 14-1/2 X 14-1/2 X 12 RTN AIR BOX R8 | each | each | 1 | 1 | Rough Material |  |  |  |  | Material | 24.62
10160 | 16-1/2 X 16-1/2 X 12 METAL BOX R8 | 10160 | 16-1/2 X 16-1/2 X 12 RTN AIR BOX R8 | 16-1/2 X 16-1/2 X 12 RTN AIR BOX R8 | each | each | 1 | 1 | Rough Material |  |  |  |  | Material | 29.73
| 16-1/2 X 25-1/2 X 12 RTN AIR BOX R8 | NS10095 | 16-1/2 X 25-1/2 X 12 RTN AIR BOX R8 | 16-1/2 X 25-1/2 X 123 RTN AIR BOX R8 | each | each | 1 | 1 | Rough Material |  |  |  |  | Material | 0
10170 | 20-1/2 X 14-1/2 X 12 METAL BOX R8 | 10170 | 20-1/2 X 14-1/2 X 12 RTN AIR BOX R8 | 20-1/2 X 14-1/2 X 12 RTN AIR BOX R8 | each | each | 1 | 1 | Rough Material |  |  |  |  | Material | 32.9
10180 | 20-1/2 X 20-1/2 X 12 METAL BOX R8 | 10180 | 20-1/2 X 20-1/2 X 12 RTN AIR BOX R8 | 20-1/2 X 20-1/2 X 12 RTN AIR BOX R8 | each | each | 1 | 1 | Rough Material |  |  |  |  | Material | 41.22
10190 | 24-1/2 X 12-1/2 X 12 METAL BOX R8 | 10190 | 24-1/2 X 12-1/2 X 12 RTN AIR BOX R8 | 24-1/2 X 12-1/2 X 12 RTN AIR BOX R8 | each | each | 1 | 1 | Rough Material |  |  |  |  | Material | 35.27
10200 | 25-1/2 X 14-1/2 X 12 R8 METAL BOX R8 | 10200 | 25-1/2 X 14-1/2 X 12 RTN AIR BOX R8 | 25-1/2 X 14-1/2 X 12 RTN AIR BOX R8 | each | each | 1 | 1 | Rough Material |  |  |  |  | Material | 53.94
10210 | 25-1/2 X 16-1/2 X 12 METAL BOX R8 | 10210 | 25-1/2 X 16-1/2 X 12 RTN AIR BOX R8 | 25-1/2 X 16-1/2 X 12 RTN AIR BOX R8 | each | each | 1 | 1 | Rough Material |  |  |  |  | Material | 43.13
10220 | 25-1/2 X 20-1/2 X 12 METAL BOX R8 | 10220 | 25-1/2 X 20-1/2 X 12 RTN AIR BOX R8 | 25-1/2 X 20-1/2 X 12 RTN AIR BOX R8 | each | each | 1 | 1 | Rough Material |  |  |  |  | Material | 49.7
11000 | 14-1/2X24X18 PLATFORM BOX | 11000 | 14-1/2X24X18 PLATFORM BOX | 14-1/2X24X18 PLATFORM BOX | each | each | 1 | 1 | Rough Material |  |  |  |  | Material | 40.62
11005 | 14-3/4X22X18 PLATFORM BOX | 11005 | 14-3/4X22X18 PLATFORM BOX | 14-3/4X22X18 PLATFORM BOX | each | each | 1 | 1 | Rough Material |  |  |  |  | Material | 53.98
11010 | 17-3/4X24X18 PLATFORM BOX | 11010 | 17-3/4X24X18 PLATFORM BOX | 17-3/4X24X18 PLATFORM BOX | each | each | 1 | 1 | Rough Material |  |  |  |  | Material | 47.33
11015 | 18-3/4X22X18 PLATFORM BOX | 11015 | 18-3/4X22X18 PLATFORM BOX | 18-3/4X22X18 PLATFORM BOX | each | each | 1 | 1 | Rough Material |  |  |  |  | Material | 0
11020 | 21X24X18 PLATFORM BOX | 11020 | 21X24X18 PLATFORM BOX | 21X24X18 PLATFORM BOX | each | each | 1 | 1 | Rough Material |  |  |  |  | Material | 54.05
11022 | 21-1/4X22X18 PLATFORM BOX | 11022 | 21-1/4X22X18 PLATFORM BOX | 21-1/4X22X18 PLATFORM BOX | each | each | 1 | 1 | Rough Material |  |  |  |  | Material | 66.62
11024 | 23-3/4X22X18 PLATFORM BOX | 11024 | 23-3/4X22X18 PLATFORM BOX | 23-3/4X22X18 PLATFORM BOX | each | each | 1 | 1 | Rough Material |  |  |  |  | Material | 0
11030 | 24-1/2X24X22 PLATFORM BOX | 11030 | 24-1/2X24X22 PLATFORM BOX | 24-1/2X24X22 PLATFORM BOX | each | each | 1 | 1 | Rough Material |  |  |  |  | Material | 79.81
11035 | 25X24X22 PLATFORM BOX | 11035 | 25X24X22 PLATFORM BOX | 25X24X22 PLATFORM BOX | each | each | 1 | 1 | Rough Material |  |  |  |  | Material | 89.3
11040 | 4X4 METAL STRIP 48" LONG | 11040 | 4X4 METAL STRIP 48" LONG | 4X4 METAL STRIP 48" LONG | each | each | 1 | 1 | Rough Material |  |  |  |  | Material | 3
11050 | 4X4 WALL CAP HOOD - LINESET COVER | 11050 | 4X4 WALL CAP HOOD - LINESET COVER | 4X4 WALL CAP HOOD - LINESET COVER | each | each | 1 | 1 | Rough Material |  |  |  |  | Material | 7
11060 | 1/2" x 1-1/2"-48" DRYWALLFRAME | 11060 | 1/2" x 1-1/2" - 48" DRYWALL FRAME | 1/2" x 1-1/2" - 48" DRYWALL FRAME | each | each | 1 | 1 | Rough Material |  |  |  |  | Material | 2.75
11061 | 12X10X3-1/2 GAS BOX - NO HOLE | 11061 | 12X10X3-1/2 GAS BOX - NO HOLE | 12X10X3-1/2 GAS BOX - NO HOLE | each | each | 1 | 1 | Gas Material |  |  |  |  | Material | 9
11063 | 24X34 24GA DRN PAN NO HOLE | 11063 | 24X34 24GA DRN PAN NO HOLE | 24X34 24GA DRN PAN NO HOLE | each | each | 1 | 1 | Rough Material |  |  |  |  | Material | 35.75
11065 | 30X34 24GA DRN PAN NO HOLE | 11065 | 30X34 24GA DRN PAN NO HOLE | 30X34 24GA DRN PAN NO HOLE | each | each | 1 | 1 | Rough Material |  |  |  |  | Material | 36.38
11070 | 30X36 24GA DRN PAN
11080 | 30X60 24GA DRN PAN | 11080 | 30X60 24GA DRN PAN | 30X60 24GA DRN PAN | each | each | 1 | 1 | Rough Material |  |  |  |  | Material | 48.06
11090 | 32X70 24GA DRN PAN
11095 | 34X75 24GA DRN PAN | 11095 | 34X75 24GA DRN PAN | 34X75 24GA DRN PAN | each | each | 1 | 1 | Rough Material |  |  |  |  | Material | 61.95
11100 | 36X80 24GA DRN PAN | 11100 | 36X80 24GA DRN PAN | 36X80 24GA DRN PAN | each | each | 1 | 1 | Rough Material |  |  |  |  | Material | 65.54
12000 | IX48X120 2" R8 DB 6 SHT cm
12010 | 48X96 24 GA SHEET METAL
12020 | 48X96 26 GA SHEET METAL | 12020 | 48X96 26 GA SHEET METAL | 48X96 26 GA SHEET METAL | each | each | 1 | 1 | Rough Material |  |  |  |  | Material | 41.17
13320 | 16 GA ANGLE 2X2
13330 | 100 FT COIL 30 GA GALV HGR STRP
13340 | 120 26GA S CLEAT | 13340 | 120 26GA S CLEAT | 120 26GA S CLEAT | each | each | 1 | 1 | Rough Material |  |  |  |  | Material | 5.95
13350 | 120 26GA DRV CLEAT | 13350 | 120 26GA DRV CLEAT | 120 26GA DRV CLEAT | each | each | 1 | 1 | Rough Material |  |  |  |  | Material | 3.16
13355 | 120 28GA DRV CLEAT | 13355 | 120 28GA DRV CLEAT | 120 28GA DRV CLEAT | each | each | 1 | 1 | Rough Material |  |  |  |  | Material | 3.68
20140 | 3X48X50 FSK DUCT WRAP R8 | 20140 | 3X48X50 FSK DUCT WRAP R8 | 3X48X50 FSK DUCT WRAP R8 | each | each | 1 | 1 | Rough Material |  |  |  |  | Material | 34.23
20150 | 2.2X48X75 FSK DUCT WRAP R6 | NS23000 | INSULATION WRAP 2 1/5X48X75 | INSULATION WRAP 2 1/5X48X75 | each | each | 1 | 1 | Rough Material |  |  |  |  | Material | 0
12030 | 10X4X4 STRT BOOT | 12030 | 10X4X4 STRT BOOT | 10X4X4 STRT BOOT | each | each | 1 | 1 | Rough Material |  |  |  |  | Material | 3.46
12040 | 10X4X6 STRT BOOT | 12040 | 10X4X6 STRT BOOT | 10X4X6 STRT BOOT | each | each | 1 | 1 | Rough Material |  |  |  |  | Material | 3.09
12050 | 12X4X7 STRT BOOT | 12050 | 12X4X7 STRT BOOT | 12X4X7 STRT BOOT | each | each | 1 | 1 | Rough Material |  |  |  |  | Material | 3.98
12060 | 14X4X8 STRT BOOT | 12060 | 14X4X8 STRT BOOT | 14X4X8 STRT BOOT | each | each | 1 | 1 | Rough Material |  |  |  |  | Material | 5.85
12070 | 14X6X8 STRT BOOT | 12070 | 14X6X8 STRT BOOT | 14X6X8 STRT BOOT | each | each | 1 | 1 | Rough Material |  |  |  |  | Material | 5.18
12080 | 14X6X9 STRT BOOT | 12080 | 14X6X9 STRT BOOT | 14X6X9 STRT BOOT | each | each | 1 | 1 | Rough Material |  |  |  |  | Material | 9.11
12090 | 10X4X4 90 ANGLE BOOT | 12090 | 10X4X4 90 ANGLE BOOT | 10X4X4 90 ANGLE BOOT | each | each | 1 | 1 | Rough Material |  |  |  |  | Material | 4.05
12100 | 10X4X6 90 ANGLE BOOT | 12100 | 10X4X6 90 ANGLE BOOT | 10X4X6 90 ANGLE BOOT | each | each | 1 | 1 | Rough Material |  |  |  |  | Material | 3.1
12110 | 12X4X7 90 ANGLE BOOT | 12110 | 12X4X7 90 ANGLE BOOT | 12X4X7 90 ANGLE BOOT | each | each | 1 | 1 | Rough Material |  |  |  |  | Material | 4.31
12120 | 14X4X8 90 ANGLE BOOT | 12120 | 14X4X8 90 ANGLE BOOT | 14X4X8 90 ANGLE BOOT | each | each | 1 | 1 | Rough Material |  |  |  |  | Material | 6.95
12130 | 14X6X8 90 ANGLE BOOT | 12130 | 14X6X8 90 ANGLE BOOT | 14X6X8 90 ANGLE BOOT | each | each | 1 | 1 | Rough Material |  |  |  |  | Material | 5.65
12140 | 14X6X9 90 ANGLE BOOT | 12140 | 14X6X9 90 ANGLE BOOT | 14X6X9 90 ANGLE BOOT | each | each | 1 | 1 | Rough Material |  |  |  |  | Material | 9.65
12150 | 10X4X4 CNTR END BOOT | 12150 | 10X4X4 CNTR END BOOT | 10X4X4 CNTR END BOOT | each | each | 1 | 1 | Rough Material |  |  |  |  | Material | 4.65
12160 | 10X4X6 CNTR END BOOT | 12160 | 10X4X6 CNTR END BOOT | 10X4X6 CNTR END BOOT | each | each | 1 | 1 | Rough Material |  |  |  |  | Material | 4.09
12170 | 12X4X7 CNTR END BOOT | 12170 | 12X4X7 CNTR END BOOT | 12X4X7 CNTR END BOOT | each | each | 1 | 1 | Rough Material |  |  |  |  | Material | 5.32
12180 | 14X4X8 CNTR END BOOT | 12180 | 14X4X8 CNTR END BOOT | 14X4X8 CNTR END BOOT | each | each | 1 | 1 | Rough Material |  |  |  |  | Material | 6.89
12190 | 14X6X8 CNTR END BOOT | 12190 | 14X6X8 CNTR END BOOT | 14X6X8 CNTR END BOOT | each | each | 1 | 1 | Rough Material |  |  |  |  | Material | 7.4
12200 | 14X6X9 CNTR END BOOT | 12200 | 14X6X9 CNTR END BOOT | 14X6X9 CNTR END BOOT | each | each | 1 | 1 | Rough Material |  |  |  |  | Material | 7.51
12201 | 6X14X8 FIRE RATED 90 BOOT | 12201 | 6X14X8 FIRE RATED 90 BOOT |  | each | each | 1 | 1 | Rough Material |  |  |  |  | Material | 42
12202 | 6X12X7 FIRE RATED 90 BOOT | 12202 | 6X12X7 FIRE RATED 90 BOOT | 6X12X7 FIRE RATED 90 BOOT | each | each | 1 | 1 | Rough Material |  |  |  |  | Material | 36.25
12203 | 4X10X6 FIRE RATED 90 BOOT | 12203 | 4X10X6 FIRE RATED 90 BOOT | 4X10X6 FIRE RATED 90 BOOT | each | each | 1 | 1 | Rough Material |  |  |  |  | Material | 0
12204 | 6X10X6 FIRE RATED 90 BOOT | 12204 | 6X10X6 FIRE RATED 90 BOOT | 6X10X6 FIRE RATED 90 BOOT | each | each | 1 | 1 | Rough Material |  |  |  |  | Material | 34.35
12205 | 16X12 RADIATION DAMPER | 12205 | 16X12 RADIATION DAMPER | 16X12 RADIATION DAMPER | each | each | 1 | 1 | Rough Material |  |  |  |  | Material | 24.25
12206 | BROAN 80RDH FAN HOUSING w RADIATION DAMPER | 12206 | BROAN 80RDH FAN HOUSING w RADIATION DAMPER | BROAN 80RDH FAN HOUSING w RADIATION DAMPER | each | each | 1 | 1 | Rough Material |  |  |  |  | Material | 57
12207 | BROAN 80RDH FAN TRIM (RADIATION DAMPER) | 12207 | BROAN 80RDH FAN TRIM (RADIATION DAMPER) | BROAN 80RDH FAN TRIM (RADIATION DAMPER) | each | each | 1 | 1 | Rough Material |  |  |  |  | Material | 37.5
12208 | 16" X 25' FIRE WRAP (DRYER) | 12208 | 16" X 25' FIRE WRAP (DRYER) | 16" X 25' FIRE WRAP (DRYER) | each | each | 1 | 1 | Rough Material |  |  |  |  | Material | 160
12210 | 10X4 BOOT FRM 24 | 12210 | 10X4 BOOT FRM 24 | 10X4 BOOT FRM 24 | each | each | 1 | 1 | Rough Material |  |  |  |  | Material | 3.32
12245 | 10X6 BOOT FRM 24 | 12245 | 10X6 BOOT FRM 24 | 10X6 BOOT FRM 24 | each | each | 1 | 1 | Rough Material |  |  |  |  | Material | 4.17
12220 | 12X4 BOOT FRM 24 | 12220 | 12X4 BOOT FRM 24 | 12X4 BOOT FRM 24 | each | each | 1 | 1 | Rough Material |  |  |  |  | Material | 3.31
12246 | 12X6 BOOT FRM 24 | 12246 | 12X6 BOOT FRM 24 |  | each | each | 1 | 1 | Rough Material |  |  |  |  | Material | 4.17
12230 | 14X4 BOOT FRM 24 | 12230 | 14X4 BOOT FRM 24 | 14X4 BOOT FRM 24 | each | each | 1 | 1 | Rough Material |  |  |  |  | Material | 4.53
12240 | 14X6 BOOT FRM 24 | 12240 | 14X6 BOOT FRM 24 | 14X6 BOOT FRM 24 | each | each | 1 | 1 | Rough Material |  |  |  |  | Material | 4.09
12250 | 26 BOOT RAIL
12260 | 4 MET START COLLAR | 12260 | 4 MET START COLLAR | 4 MET START COLLAR | each | each | 1 | 1 | Rough Material |  |  |  |  | Material | 1.16
12280 | 6 MET START COLLAR | 12280 | 6 MET START COLLAR | 6 MET START COLLAR | each | each | 1 | 1 | Rough Material |  |  |  |  | Material | 1.3
12290 | 7 MET START COLLAR | 12290 | 7 MET START COLLAR | 7 MET START COLLAR | each | each | 1 | 1 | Rough Material |  |  |  |  | Material | 1.56
12300 | 8 MET START COLLAR | 12300 | 8 MET START COLLAR | 8 MET START COLLAR | each | each | 1 | 1 | Rough Material |  |  |  |  | Material | 1.75
12310 | 9 MET START COLLAR | 12310 | 9 MET START COLLAR | 9 MET START COLLAR | each | each | 1 | 1 | Rough Material |  |  |  |  | Material | 2.18
12320 | 10 MET START COLLAR | 12320 | 10 MET START COLLAR | 10 MET START COLLAR | each | each | 1 | 1 | Rough Material |  |  |  |  | Material | 2.19
12330 | 12 MET START COLLAR | 12330 | 12 MET START COLLAR | 12 MET START COLLAR | each | each | 1 | 1 | Rough Material |  |  |  |  | Material | 2.89
12340 | 14 MET START COLLAR | 12340 | 14 MET START COLLAR | 14 MET START COLLAR | each | each | 1 | 1 | Rough Material |  |  |  |  | Material | 3.57
12350 | 16 MET START COLLAR | 12350 | 16 MET START COLLAR | 16 MET START COLLAR | each | each | 1 | 1 | Rough Material |  |  |  |  | Material | 6.2
12360 | 18 MET START COLL
12370 | 20 MET START COLL
12380 | 4 DB START COLLAR | 12380 | 4 DB START COLLAR | 4 DB START COLLAR | each | each | 1 | 1 | Rough Material |  |  |  |  | Material | 1.21
12400 | 6 DB START COLLAR | 12400 | 6 DB START COLLAR | 6 DB START COLLAR | each | each | 1 | 1 | Rough Material |  |  |  |  | Material | 1.42
12410 | 7 DB START COLLAR | 12410 | 7 DB START COLLAR | 7 DB START COLLAR | each | each | 1 | 1 | Rough Material |  |  |  |  | Material | 1.68
12420 | 8 DB START COLLAR | 12420 | 8 DB START COLLAR | 8 DB START COLLAR | each | each | 1 | 1 | Rough Material |  |  |  |  | Material | 1.95
12430 | 9 DB START COLLAR | 12430 | 9 DB START COLLAR | 9 DB START COLLAR | each | each | 1 | 1 | Rough Material |  |  |  |  | Material | 2.12
12440 | 10 DB START COLLAR | 12440 | 10 DB START COLLAR | 10 DB START COLLAR | each | each | 1 | 1 | Rough Material |  |  |  |  | Material | 2.43
12450 | 12 DB START COLLAR | 12450 | 12 DB START COLLAR | 12 DB START COLLAR | each | each | 1 | 1 | Rough Material |  |  |  |  | Material | 2.8
12460 | 14 DB START COLLAR | 12460 | 14 DB START COLLAR | 14 DB START COLLAR | each | each | 1 | 1 | Rough Material |  |  |  |  | Material | 3.61
12470 | 16 DB START COLLAR | 12470 | 16 DB START COLLAR | 16 DB START COLLAR | each | each | 1 | 1 | Rough Material |  |  |  |  | Material | 3.99
12480 | 18 DB START COLLAR | 12480 | 18 DB COLL SNAP TAB | 18 DB COLL SNAP TAB | each | each | 1 | 1 | Rough Material |  |  |  |  | Material | 21.2
12490 | 20 DB START COLLAR | 12490 | 20 DB COLL SNAP TAB | 20 DB COLL SNAP TAB | each | each | 1 | 1 | Rough Material |  |  |  |  | Material | 0
12500 | 4 DB COLLAR W/DMPR
12510 | 6 DB COLLAR W/DMPR
12520 | 7 DB COLLAR W/ DMPR
12530 | 8 DB COLLAR W/ DMPR
12540 | 9 DB COLLAR W/ DMPR
12550 | 10 DB COLLAR W/ DMPR
| 4 SADDLE COLLAR | NS12000 | 4 SADDLE COLLAR | 4 SADDLE COLLAR | each | each | 1 | 1 | Rough Material |  |  |  |  | Material | 0
| 6 SADDLE COLLAR | NS12005 | 6 SADDLE COLLAR | 6 SADDLE COLLAR | each | each | 1 | 1 | Rough Material |  |  |  |  | Material | 0
| 7 SADDLE COLLAR | NS12025 | 7 SADDLE COLLAR | 7 SADDLE COLLAR | each | each | 1 | 1 | Rough Material |  |  |  |  | Material | 0
| 8 SADDLE COLLAR | NS12025 | 8 SADDLE COLLAR | 8 SADDLE COLLAR | each | each | 1 | 1 | Rough Material |  |  |  |  | Material | 0
| 10 SADDLE COLLAR | NS12025 | 10 SADDLE COLLAR | 10 SADDLE COLLAR | each | each | 1 | 1 | Rough Material |  |  |  |  | Material | 0
| 12 SADDLE COLLAR | NS12030 | 12 SADDLE COLLAR | 12 SADDLE COLLAR | each | each | 1 | 1 | Rough Material |  |  |  |  | Material | 0
12560 | 6X4X4 26GA WYE | 12560 | 6X4X4 26GA WYE | 6X4X4 26GA WYE | each | each | 1 | 1 | Rough Material |  |  |  |  | Material | 10
12570 | 6X6X4 26GA WYE | 12570 | 6X6X4 26GA WYE | 6X6X4 26GA WYE | each | each | 1 | 1 | Rough Material |  |  |  |  | Material | 9.88
12575 | 6X6X6 26GA WYE | 12575 | 6X6X6 26GA WYE | 6X6X6 26GA WYE | each | each | 1 | 1 | Rough Material |  |  |  |  | Material | 12.16
12580 | 7X6X4 26GA WYE | 12580 | 7X6X4 26GA WYE | 7X6X4 26GA WYE | each | each | 1 | 1 | Rough Material |  |  |  |  | Material | 10.7
12590 | 7X6X6 26GA WYE | 12590 | 7X6X6 26GA WYE | 7X6X6 26GA WYE | each | each | 1 | 1 | Rough Material |  |  |  |  | Material | 11.26
12600 | 7X7X4 26GA WYE | 12600 | 7X7X4 26GA WYE | 7X7X4 26GA WYE | each | each | 1 | 1 | Rough Material |  |  |  |  | Material | 16.47
12610 | 8X6X6 26GA WYE | 12610 | 8X6X6 26GA WYE | 8X6X6 26GA WYE | each | each | 1 | 1 | Rough Material |  |  |  |  | Material | 10.07
12612 | 8X8X4 26GA WYE | NS12100 | 8X8X4 26GA WYE | 8X8X4 26GA WYE | each | each | 1 | 1 | Rough Material |  |  |  |  | Material | 0
12615 | 8X8X6 26GA WYE | 12615 | 8X8X6 26GA WYE | 8X8X6 26GA WYE | each | each | 1 | 1 | Rough Material |  |  |  |  | Material | 14.5
12620 | 9X7X7 26GA WYE | 12620 | 9X7X7 26GA WYE | 9X7X7 26GA WYE | each | each | 1 | 1 | Rough Material |  |  |  |  | Material | 13.89
12630 | 9X8X6 26GA WYE | 12630 | 9X8X6 26GA WYE | 9X8X6 26GA WYE | each | each | 1 | 1 | Rough Material |  |  |  |  | Material | 16.79
12640 | 10X8X8 26GA WYE | 12640 | 10X8X8 26GA WYE | 10X8X8 26GA WYE | each | each | 1 | 1 | Rough Material |  |  |  |  | Material | 13.99
12650 | 12XI0XI0 26GA WYE | 12650 | 12X10X10 26GA WYE | 12X10X10 26GA WYE | each | each | 1 | 1 | Rough Material |  |  |  |  | Material | 22.8
12660 | 14X12X12 26GAWYE
12700 | 4 28GA 90 ELBOW | 12700 | 4 28GA 90 ELBOW | 4 28GA 90 ELBOW | each | each | 1 | 1 | Rough Material |  |  |  |  | Material | 2.4
12710 | 6 30GA 90 ELBOW | 12710 | 6 30GA 90 ELBOW | 6 30GA 90 ELBOW | each | each | 1 | 1 | Rough Material |  |  |  |  | Material | 2.08
12720 | 7 30GA 90 ELBOW | 12720 | 7 30GA 90 ELBOW | 7 30GA 90 ELBOW | each | each | 1 | 1 | Rough Material |  |  |  |  | Material | 3.2
12730 | 8 30GA 90 ELBOW | 12730 | 8 30GA 90 ELBOW | 8 30GA 90 ELBOW | each | each | 1 | 1 | Rough Material |  |  |  |  | Material | 3.46
12740 | 9 30GA 90 ELBOW | 12740 | 9 30GA 90 ELBOW | 9 30GA 90 ELBOW | each | each | 1 | 1 | Rough Material |  |  |  |  | Material | 5.85
12750 | 10 30GA 90 ELBOW | 12750 | 10 30GA 90 ELBOW | 10 30GA 90 ELBOW | each | each | 1 | 1 | Rough Material |  |  |  |  | Material | 6.63
12760 | 12 28GA 90 ELBOW | 12760 | 12 28GA 90 ELBOW | 12 28GA 90 ELBOW | each | each | 1 | 1 | Rough Material |  |  |  |  | Material | 7.36
12770 | 14 28GA 90 ELBOW | 12770 | 14 28GA 90 ELBOW | 14 28GA 90 ELBOW | each | each | 1 | 1 | Rough Material |  |  |  |  | Material | 10.02
12780 | 16 26GA 90 ELBOW | 12780 | 16 26GA 90 ELBOW | 16 26GA 90 ELBOW | each | each | 1 | 1 | Rough Material |  |  |  |  | Material | 14.2
12790 | 18 26GA ADJ 90 ELL
12800 | 20 26GA ADJ 90 ELL
12810 | 4 30GA FLEX DUCT CONN | 12810 | 4 30GA FLEX DUCT CONN | 4 30GA FLEX DUCT CONN | each | each | 1 | 1 | Rough Material |  |  |  |  | Material | 1.6
12830 | 6 30GA FLEX DUCT CONN | 12830 | 6 30GA FLEX DUCT CONN | 6 30GA FLEX DUCT CONN | each | each | 1 | 1 | Rough Material |  |  |  |  | Material | 1.18
12840 | 7 30GA FLEX DUCT CONN | 12840 | 7 30GA FLEX DUCT CONN | 7 30GA FLEX DUCT CONN | each | each | 1 | 1 | Rough Material |  |  |  |  | Material | 2.48
12850 | 8 30GA FLEX DUCT CONN | 12850 | 8 30GA FLEX DUCT CONN | 8 30GA FLEX DUCT CONN | each | each | 1 | 1 | Rough Material |  |  |  |  | Material | 1.58
12860 | 9 30GA FLEX DUCT CONN | 12860 | 9 30GA FLEX DUCT CONN | 9 30GA FLEX DUCT CONN | each | each | 1 | 1 | Rough Material |  |  |  |  | Material | 1.64
12870 | 10 30GA FLEX DUCT CONN | 12870 | 10 30GA FLEX DUCT CONN | 10 30GA FLEX DUCT CONN | each | each | 1 | 1 | Rough Material |  |  |  |  | Material | 3.3
12880 | 12 30GA FLEX DUCT CONN | 12880 | 12 30GA FLEX DUCT CONN | 12 30GA FLEX DUCT CONN | each | each | 1 | 1 | Rough Material |  |  |  |  | Material | 3.49
12890 | 14 30GA FLEX DUCT CONN | 12890 | 14 30GA FLEX DUCT CONN | 14 30GA FLEX DUCT CONN | each | each | 1 | 1 | Rough Material |  |  |  |  | Material | 5.3
12900 | 16 30GA FLEX DUCT CONN | 12900 | 16 30GA FLEX DUCT CONN | 16 30GA FLEX DUCT CONN | each | each | 1 | 1 | Rough Material |  |  |  |  | Material | 8.64
12910 | 18 30GA FLEX DUCT CONN
12920 | 20 30GA FLEX DUCT CONN
12930 | 4 ADHESIVE SADDLE TAKEOFF
12950 | 6 ADHESIVE SADDLE TAKEOFF
12960 | 7 ADHESIVE SADDLE TAKEOFF
12970 | 8 ADHESIVE SADDLE TAKEOFF
12980 | 9 ADHESIVE SADDLE TAKEOFF
12990 | 10 ADHESIVE SADDLE TAKEOFF
13000 | 4 ADHESIVE SADDLE TAKEOFF W DAMPER
13020 | 6 ADHESIVE SADDLE TAKEOFF W DAMPER
13030 | 7 ADHESIVE SADDLE TAKEOFF W DAMPER
13040 | 8 ADHESIVE SADDLE TAKEOFF W DAMPER
13050 | 4X3 26GA RED NO CRMP | 13050 | 4X3 26GA TPRD RED NO CRMP | 4X3 26GA TPRD RED NO CRMP | each | each | 1 | 1 | Rough Material |  |  |  |  | Material | 4.28
13070 | 5X4 26GA REDUCER | 13070 | 5X4 26GA TPRD RED | 5X4 26GA TPRD RED | each | each | 1 | 1 | Rough Material |  |  |  |  | Material | 5.25
13080 | 6X4 26GA TPRD RED | 13080 | 6X4 26GA TPRD RED | 6X4 26GA TPRD RED | each | each | 1 | 1 | Rough Material |  |  |  |  | Material | 4.61
13090 | 6X5 26GA TPRD RED | 13090 | 6X5 26GA TPRD RED | 6X5 26GA TPRD RED | each | each | 1 | 1 | Rough Material |  |  |  |  | Material | 4.82
13100 | 7X4 26GA TPRD RED | 13100 | 7X4 26GA TPRD RED | 7X4 26GA TPRD RED | each | each | 1 | 1 | Rough Material |  |  |  |  | Material | 0
13110 | 7X6 26GA TPRD RED | 13110 | 7X6 26GA TPRD RED | 7X6 26GA TPRD RED | each | each | 1 | 1 | Rough Material |  |  |  |  | Material | 5.26
13120 | 8X4 26GA TPRD RED | 13120 | 8X4 26GA TPRD RED | 8X4 26GA TPRD RED | each | each | 1 | 1 | Rough Material |  |  |  |  | Material | 0
13130 | 8X6 26GA TPRD RED | 13130 | 8X6 26GA TPRD RED | 8X6 26GA TPRD RED | each | each | 1 | 1 | Rough Material |  |  |  |  | Material | 4.99
13140 | 8X7 26GA TPRD RED | 13140 | 8X7 26GA TPRD RED | 8X7 26GA TPRD RED | each | each | 1 | 1 | Rough Material |  |  |  |  | Material | 5.25
13150 | 9X8 26GA TPRD RED | 13150 | 9X8 26GA TPRD RED | 9X8 26GA TPRD RED | each | each | 1 | 1 | Rough Material |  |  |  |  | Material | 7.52
13160 | 10X8 26GA TPRD RED | 13160 | 10X8 26GA TPRD RED | 10X8 26GA TPRD RED | each | each | 1 | 1 | Rough Material |  |  |  |  | Material | 6.67
13170 | 10X9 26GA TPRD RED | 13170 | 10X9 26GA TPRD RED | 10X9 26GA TPRD RED | each | each | 1 | 1 | Rough Material |  |  |  |  | Material | 8.67
13180 | 12X10 26GA TPRD RED | 13180 | 12X10 26GA TPRD RED | 12X10 26GA TPRD RED | each | each | 1 | 1 | Rough Material |  |  |  |  | Material | 8.11
13190 | 14XIO 26GA TPRD RED | 13190 | 14X10 26GA TPRD RED | 14X10 26GA TPRD RED | each | each | 1 | 1 | Rough Material |  |  |  |  | Material | 12.55
13200 | 14X12 26GA TPRD RED | 13200 | 14X12 26GA TPRD RED | 14X12 26GA TPRD RED | each | each | 1 | 1 | Rough Material |  |  |  |  | Material | 10.13
13210 | 16X14 26GA TPRD RED | 13210 | 16X14 26GA TPRD RED | 16X14 26GA TPRD RED | each | each | 1 | 1 | Rough Material |  |  |  |  | Material | 12.75
13220 | 4 26GA END CAP | 13220 | 4 26GA END CAP | 4 26GA END CAP | each | each | 1 | 1 | Rough Material |  |  |  |  | Material | 5.88
13230 | 5 26GA END CAP NO CRMP
13240 | 6 26GA END CAP | 13240 | 6 26GA END CAP | 6 26GA END CAP | each | each | 1 | 1 | Rough Material |  |  |  |  | Material | 5.12
13250 | 7 26GA END CAP | 13250 | 7 26GA END CAP | 7 26GA END CAP | each | each | 1 | 1 | Rough Material |  |  |  |  | Material | 0
13260 | 8 26GA END CAP | 13260 | 8 26GA END CAP | 8 26GA END CAP | each | each | 1 | 1 | Rough Material |  |  |  |  | Material | 7.2
13270 | 9 26GA END CAP NO CRIMP
13280 | 10 26GA END CAP NO CRIvfP
13290 | 12 26GA END CAP NO CRMP
13300 | 14 26GA END CAP NO CRMP
13310 | 6 ROUND BACKDRAFT DAMPER | 13310 | 6 RND BFLY DMPR (BACKDRAFT) | 6 RND BFLY DMPR (BACKDRAFT) | each | each | 1 | 1 | Rough Material |  |  |  |  | Material | 18.52
13310 | 8 ROUND BACKDRAFT DAMPER | 13330 | 100 FT COIL 30 GA GALV HGR STRP | 100 FT COIL 30 GA GALV HGR STRP | each | each | 1 | 1 | Rough Material |  |  |  |  | Material | 20.95
13360 | 3-1/4X10X60 DUCT WALL STACK | 13360 | 3-1/4X10X60 DUCT WALL STACK | 3-1/4X10X60 DUCT WALL STACK | each | each | 1 | 1 | Rough Material |  |  |  |  | Material | 34.34
13370 | 3-1/4X10 END CAP | 13370 | 3-1/4X10 DUCT END CAP | 3-1/4X10 DUCT END CAP | each | each | 1 | 1 | Rough Material |  |  |  |  | Material | 5.01
13390 | 8" x 112" OVAL PIPE.. | 13390 | 8" x 112" OVAL PIPE.. | 8" x 112" OVAL PIPE.. | each | each | 1 | 1 | Rough Material |  |  |  |  | Material | 33.35
13400 | 8" OVAL TO ROUND STR BOOT.. | 13400 | 8" OVAL TO ROUND STR BOOT.. | 8" OVAL TO ROUND STR BOOT.. | each | each | 1 | 1 | Rough Material |  |  |  |  | Material | 16.37
13410 | 8" OVAL STACK HEAD.. | 13410 | 14X6 8" OVAL STACK HEAD.. | 14X6 8" OVAL STACK HEAD.. | each | each | 1 | 1 | Rough Material |  |  |  |  | Material | 15.25
15030 | 4X5 FT 28GA SNLK RND PIPE | 15030 | 4X5 FT 28GA SNLK RND PIPE | 4X5 FT 28GA SNLK RND PIPE | each | each | 1 | 1 | Rough Material |  |  |  |  | Material | 6.93
15050 | 6X5 FT 30GA SNLK RND PIPE | 15050 | 6X5 FT 30GA SNLK RND PIPE | 6X5 FT 30GA SNLK RND PIPE | each | each | 1 | 1 | Rough Material |  |  |  |  | Material | 6.43
15060 | 7X5 FT 30GA SNLK RND PIPE | 15060 | 7X5 FT 30GA SNLK RND PIPE | 7X5 FT 30GA SNLK RND PIPE | each | each | 1 | 1 | Rough Material |  |  |  |  | Material | 9.05
15070 | 8X5 FT 30GA SNLK RND PIPE | 15070 | 8X5 FT 30GA SNLK RND PIPE | 8X5 FT 30GA SNLK RND PIPE | each | each | 1 | 1 | Rough Material |  |  |  |  | Material | 9.69
15080 | 9X5 FT 30GA SNLK RND PIPE | 15080 | 9X5 FT 30GA SNLK RND PIPE | 9X5 FT 30GA SNLK RND PIPE | each | each | 1 | 1 | Rough Material |  |  |  |  | Material | 14.7
15090 | 10X5 FT 28GA SNLK RND PIPE | 15090 | 10X5 FT 28GA SNLK RND PIPE | 10X5 FT 28GA SNLK RND PIPE | each | each | 1 | 1 | Rough Material |  |  |  |  | Material | 15.96
15100 | 12X5 FT 28GA SNLK RND PIPE | 15100 | 12X5 FT 28GA SNLK RND PIPE | 12X5 FT 28GA SNLK RND PIPE | each | each | 1 | 1 | Rough Material |  |  |  |  | Material | 20.84
15110 | 14X5 FT 26GA SNLK RND PIPE | 15110 | 14X5 FT 26GA SNLK RND PIPE | 14X5 FT 26GA SNLK RND PIPE | each | each | 1 | 1 | Rough Material |  |  |  |  | Material | 22.8
15120 | 16X5 FT 26GA SNLK RND PIPE | 15120 | 16X5 FT 26GA SNLK RND PIPE | 16X5 FT 26GA SNLK RND PIPE | each | each | 1 | 1 | Rough Material |  |  |  |  | Material | 35.82
15130 | 18X5 FT 26GA SNLK RND PIPE
15140 | 20X5 FT 26GA SNLK RND PIPE
15150 | 4X25 BLAC VINYL FLEX AIR DUCT R4.2 | 15150 | 4X25 BLAC VINYL FLEX AIR DUCT R4.2 | 4X25 BLAC VINYL FLEX AIR DUCT R4.2 | Bag | lin ft | 1 | 25 | Rough Material |  |  |  |  | Material | 19.46
15170 | 6X25 BLAC VINYL FLEX AIR DUCT R4.2 | 15170 | 6X25 BLAC VINYL FLEX AIR DUCT R4.2 | 6X25 BLAC VINYL FLEX AIR DUCT R4.2 | Bag | lin ft | 1 | 25 | Rough Material |  |  |  |  | Material | 25.01
15180 | 7X25 BLAC VINYL FLEX AIR DUCT R4.2 | 15180 | 7X25 BLAC VINYL FLEX AIR DUCT R4.2 | 7X25 BLAC VINYL FLEX AIR DUCT R4.2 | Bag | lin ft | 1 | 25 | Rough Material |  |  |  |  | Material | 27.17
15190 | 8X25 BLAC VINYL FLEX AIR DUCT R4.2 | 15190 | 8X25 BLK VINYL FLEX AIR DUCT R4.2 | 8X25 BLK VINYL FLEX AIR DUCT R4.2 | Bag | lin ft | 1 | 25 | Rough Material |  |  |  |  | Material | 30.33
15200 | 9X25 BLAC VINYL FLEX AIR DUCT R4.2 | 15200 | 9X25 BLAC VINYL FLEX AIR DUCT R4.2 | 9X25 BLAC VINYL FLEX AIR DUCT R4.2 | Bag | lin ft | 1 | 25 | Rough Material |  |  |  |  | Material | 33.64
15210 | 10X25 BLAC VINYL FLEX AIR DUCT R4.2 | 15210 | 10X25 BLAC VINYL FLEX AIR DUCT R4.2 | 10X25 BLAC VINYL FLEX AIR DUCT R4.2 | Bag | lin ft | 1 | 25 | Rough Material |  |  |  |  | Material | 39.63
15220 | 12X25 BLAC VINYL FLEX AIR DUCT R4.2 | 15220 | 12X25 BLAC VINYL FLEX AIR DUCT R4.2 | 12X25 BLAC VINYL FLEX AIR DUCT R4.2 | Bag | lin ft | 1 | 25 | Rough Material |  |  |  |  | Material | 48.35
15230 | 14X25 BLAC VINYL FLEX AIR DUCT R4.2 | 15230 | 14X25 BLAC VINYL FLEX AIR DUCT R4.2 | 14X25 BLAC VINYL FLEX AIR DUCT R4.2 | Bag | lin ft | 1 | 25 | Rough Material |  |  |  |  | Material | 57.34
15240 | 16X25 BLAC VINYL FLEX AIR DUCT R4.2 | 15240 | 16X25 BLAC VINYL FLEX AIR DUCT R4.2 | 16X25 BLAC VINYL FLEX AIR DUCT R4.2 | Bag | lin ft | 1 | 25 | Rough Material |  |  |  |  | Material | 82.55
15250 | 18X25 BLAC VINYL FLEX AIR DUCT R4.2
15260 | 20X25 BLAC VINYL FLEX AIR DUCT R4.2
15390 | 4X25 BLAC VINYL FLEX AIR DUCT R6.0
15410 | 6X25 BLAC VINYL FLEX AIR DUCT R6.0
15420 | 7X25 BLAC VINYL FLEX AIR DUCT R6.0
15430 | 8X25 BLAC VINYL FLEX AIR DUCT R6.0
15440 | 9X25 BLAC VINYL FLEX AIR DUCT R6.0
15450 | 10X25 BLAC VINYL FLEX AIR DUCT R6.0
15460 | 12X25 BLAC VINYL FLEX AIR DUCT R6.0
15470 | 14X25 BLAC VINYL FLEX AIR DUCT R6.0
15480 | 16X25 BLAC VINYL FLEX AIR DUCT R6.0
15490 | 18X25 BLAC VINYL FLEX AIR DUCT R6.0
15500 | 20X25 BLAC VINYL FLEX AIR DUCT R6.0
15390 | 4X25 BLAC VINYL FLEX AIR DUCT R8.0 | 15390 | 4X25 BLAC VINYL FLEX AIR DUCT R8.0 | 4X25 BLAC VINYL FLEX AIR DUCT R8.0 | Bag | lin ft | 1 | 25 | Rough Material |  |  |  |  | Material | 32.61
15410 | 6X25 BLAC VINYL FLEX AIR DUCT R8.0 | 15410 | 6X25 BLAC VINYL FLEX AIR DUCT R8.0 | 6X25 BLAC VINYL FLEX AIR DUCT R8.0 | Bag | lin ft | 1 | 25 | Rough Material |  |  |  |  | Material | 37.88
15420 | 7X25 BLAC VINYL FLEX AIR DUCT R8.0 | 15420 | 7X25 BLAC VINYL FLEX AIR DUCT R8.0 | 7X25 BLAC VINYL FLEX AIR DUCT R8.0 | Bag | lin ft | 1 | 25 | Rough Material |  |  |  |  | Material | 41.71
15430 | 8X25 BLAC VINYL FLEX AIR DUCT R8.0 | 15430 | 8X25 BLAC VINYL FLEX AIR DUCT R8.0 | 8X25 BLAC VINYL FLEX AIR DUCT R8.0 | Bag | lin ft | 1 | 25 | Rough Material |  |  |  |  | Material | 46.46
15440 | 9X25 BLAC VINYL FLEX AIR DUCT R8.0 | 15440 | 9X25 BLAC VINYL FLEX AIR DUCT R8.0 | 9X25 BLAC VINYL FLEX AIR DUCT R8.0 | Bag | lin ft | 1 | 25 | Rough Material |  |  |  |  | Material | 51.22
15450 | 10X25 BLAC VINYL FLEX AIR DUCT R8.0 | 15450 | 10X25 BLAC VINYL FLEX AIR DUCT R8.0 | 10X25 BLAC VINYL FLEX AIR DUCT R8.0 | Bag | lin ft | 1 | 25 | Rough Material |  |  |  |  | Material | 56.42
15460 | 12X25 BLAC VINYL FLEX AIR DUCT R8.0 | 15460 | 12X25 BLAC VINYL FLEX AIR DUCT R8.0 | 12X25 BLAC VINYL FLEX AIR DUCT R8.0 | Bag | lin ft | 1 | 25 | Rough Material |  |  |  |  | Material | 69.27
15470 | 14X25 BLAC VINYL FLEX AIR DUCT R8.0 | 15470 | 14X25 BLAC VINYL FLEX AIR DUCT R8.0 | 14X25 BLAC VINYL FLEX AIR DUCT R8.0 | Bag | lin ft | 1 | 25 | Rough Material |  |  |  |  | Material | 85.22
15480 | 16X25 BLAC VINYL FLEX AIR DUCT R8.0 | 15480 | 16X25 BLAC VINYL FLEX AIR DUCT R8.0 | 16X25 BLAC VINYL FLEX AIR DUCT R8.0 | Bag | lin ft | 1 | 25 | Rough Material |  |  |  |  | Material | 98.78
15490 | 18X25 BLAC VINYL FLEX AIR DUCT R8.0
15500 | 20X25 BLAC VINYL FLEX AIR DUCT R8.0
20000 | 3/4X10 PVC DWV S40 PE PIPE | 20000 | 3/4X10 PVC DWV S40 PE PIPE | 3/4X10 PVC DWV S40 PE PIPE | each | each | 1 | 1 | Rough Material |  |  |  |  | Material | 5.24
20010 | 3/4 PVC S40 SXS 45 ELL | 20010 | 3/4 PVC S40 SXS 45 ELL | 3/4 PVC S40 SXS 45 ELL | each | each | 1 | 1 | Rough Material |  |  |  |  | Material | 0.93
20020 | 3/4 PVC S40 SXS 90 ELL | 20020 | 3/4 PVC S40 SXS 90 ELL | 3/4 PVC S40 SXS 90 ELL | each | each | 1 | 1 | Rough Material |  |  |  |  | Material | 0.38
20025 | 3/4 PVC S40 SXS 90 ST ELL.. | 20025 | 3/4 PVC S40 SXS 90 ST ELL.. | 3/4 PVC S40 SXS 90 ST ELL.. | each | each | 1 | 1 | Rough Material |  |  |  |  | Material | 0.43
20030 | 3/4 PVC S40 SOC CAP | 20030 | 3/4 PVC S40 SOC CAP | 3/4 PVC S40 SOC CAP | each | each | 1 | 1 | Rough Material |  |  |  |  | Material | 0.41
20040 | 3/4 PVC S40 SXS COUP | 20040 | 3/4 PVC S40 SXS COUP | 3/4 PVC S40 SXS COUP | each | each | 1 | 1 | Rough Material |  |  |  |  | Material | 0.36
20050 | 3/4 PVC S40 SXM ADPT | 20050 | 3/4 PVC S40 SXM ADPT | 3/4 PVC S40 SXM ADPT | each | each | 1 | 1 | Rough Material |  |  |  |  | Material | 0.26
20060 | 3/4 PVC S40 SXF ADPT | 20060 | 3/4 PVC S40 SXF ADPT | 3/4 PVC S40 SXF ADPT | each | each | 1 | 1 | Rough Material |  |  |  |  | Material | 0.44
20070 | 3/4 PVC S40 SXSXS TEE | 20070 | 3/4 PVC S40 SXSXS TEE | 3/4 PVC S40 SXSXS TEE | each | each | 1 | 1 | Rough Material |  |  |  |  | Material | 0.34
20081 | 3/4 PVC J TRAP | 20080 | 3/4 PVC CNDST J TRAP | 3/4 PVC CNDST J TRAP | each | each | 1 | 1 | Rough Material |  |  |  |  | Material | 1.23
20083 | 1X10 PVC DWV S40 PE PIPE | 20083 | 1X10 PVC DWV S40 PE PIPE | 1X10 PVC DWV S40 PE PIPE | each | each | 1 | 1 | Rough Material |  |  |  |  | Material | 16.9
20084 | 1 PVC S40 SXS 45 ELL | 20084 | 1 PVC S40 SXS 45 ELL | 1 PVC S40 SXS 45 ELL | each | each | 1 | 1 | Rough Material |  |  |  |  | Material | 1.5
20085 | 1 PVC S40 SCS 90 ELL | 20085 | 1 PVC S40 SCS 90 ELL | 1 PVC S40 SCS 90 ELL | each | each | 1 | 1 | Rough Material |  |  |  |  | Material | 0.9
20086 | 1 PVC S40 SXS COUP | 20086 | 1 PVC S40 SXS COUP | 1 PVC S40 SXS COUP | each | each | 1 | 1 | Rough Material |  |  |  |  | Material | 0.79
20087 | 1 PVC S40 SXSXS | 20087 | 1 PVC S40 SXSXS TEE | 1 PVC S40 SXSXS TEE | each | each | 1 | 1 | Rough Material |  |  |  |  | Material | 1.37
20088 | 3/4 x 1 PVC REDUCER BUSHING spig X SOC | 20088 | 3/4 x 1 PVC REDUCER BUSHING Spig X SOC | 3/4 x 1 PVC REDUCER BUSHING Spig X SOC | each | each | 1 | 1 | Rough Material |  |  |  |  | Material | 1.04
20090 | 2X10 FT PVC DWV S40 PE PIPE | 20090 | 2X10 FT PVC DWV S40 PE PIPE | 2X10 FT PVC DWV S40 PE PIPE | each | each | 1 | 1 | Rough Material |  |  |  |  | Material | 22.75
20100 | 2 PVC S40 SXS 45 ELL | 20100 | 2 PVC S40 SXS 45 ELL | 2 PVC S40 SXS 45 ELL | each | each | 1 | 1 | Rough Material |  |  |  |  | Material | 2.58
20110 | 2 PVC S40 SXS LS 90 ELL | 20110 | 2 PVC S40 SXS LS 90 ELL | 2 PVC S40 SXS LS 90 ELL | each | each | 1 | 1 | Rough Material |  |  |  |  | Material | 2.58
20120 | 2 PVC S40 PUSH ON CAP | 20120 | 2 PVC S40 PUSH ON CAP | 2 PVC S40 PUSH ON CAP | each | each | 1 | 1 | Rough Material |  |  |  |  | Material | 1.87
20130 | 2 PVC S40 SXS COUP | 20130 | 2 PVC S40 SXS COUP | 2 PVC S40 SXS COUP | each | each | 1 | 1 | Rough Material |  |  |  |  | Material | 0.83
20134 | 3X10 FT PVC DWV S40 PE PIPE | 20134 | 3X10 FT PVC DWV S40 PE PIPE | 3X10 FT PVC DWV S40 PE PIPE | each | each | 1 | 1 | Rough Material |  |  |  |  | Material | 32.55
20131 | 3 PVC SXS 45 ELI, | 20131 | 3 PVC S40 SXS 45 ELL | 3 PVC S40 SXS 45 ELL | each | each | 1 | 1 | Rough Material |  |  |  |  | Material | 6.47
20132 | 3 PVC S40 SXS LS 90 ELL | 20132 | 3 PVC S40 SXS LS 90 ELL | 3 PVC S40 SXS LS 90 ELL | each | each | 1 | 1 | Rough Material |  |  |  |  | Material | 8.63
20133 | 3 PVC S40 SXS COUP | 20133 | 3 PVC S40 SXS COUP | 3 PVC S40 SXS COUP | each | each | 1 | 1 | Rough Material |  |  |  |  | Material | 4.29
20250 | SSI INLNE OVERFLOW SAFE-T-SWCH
20260 | SS2 SEC LINE OVERFLOW SAFE-T-SWC | 20260 | SS2 SEC LINE O/FLOW SAFE-T-SWC | SS2 SEC LINE O/FLOW SAFE-T-SWC | each | each | 1 | 1 | Trim Material |  |  |  |  | Material | 21
20270 | AQUAGUARD AGI 100+ PAN FLOAT SWITCH | 20270 | AQUAGUARD AG1100+ PAN FLOAT SWITCH | AQUAGUARD AG1100+ PAN FLOAT SWITCH | each | each | 1 | 1 | Trim Material |  |  |  |  | Material | 12.9
20280 | 18/03 UL TSTAT WIRE 500FT PAK BROW
20290 | 18/08 UL TSTAT WIRE 250 FT SPL | 20290 | 18/08 UL TSTAT WIRE 250 FT SPL | 18/08 UL TSTAT WIRE 250 FT SPL | each | each | 1 | 1 | Rough Material |  |  |  |  | Material | 62
20310 | 32X32X3 PLASTIC EQUIP PAD | 20310 | 32X32X3 PLASTIC EQUIP PAD | 32X32X3 PLASTIC EQUIP PAD | each | each | 1 | 1 | Trim Material |  |  |  |  | Material | 47.93
20320 | 36X36X3 PLASTIC EQUIP PAD | 20320 | 36X36X3 PLASTIC EQUIP PAD | 36X36X3 PLASTIC EQUIP PAD | each | each | 1 | 1 | Trim Equipment |  |  |  |  | Material | 32.95
20330 | 36X40X3 PLASTIC EQUIP PAD
21000 | BROAN 16671-1 FAN HOUSING - FAN ONLY | 21000 | BROAN 1667H FAN HOUSING - FAN ONLY | BROAN 1667H FAN HOUSING - FAN ONLY | each | each | 1 | 1 | Rough Material |  |  |  |  | Material | 6.7
21010 | BROAN 2677H FAN LIGHT HOUSING | 21010 | BROAN 2677H FAN LIGHT HOUSING | BROAN 2677H FAN LIGHT HOUSING | each | each | 1 | 1 | Rough Material |  |  |  |  | Material | 12.88
21020 | BROAN 1688F FAN TRIM | 21020 | BROAN 1688F FAN TRIM | BROAN 1688F FAN TRIM | each | each | 1 | 1 | Trim Material |  |  |  |  | Material | 11.95
21030 | BROAN 2678F FAN LIGHT TRIM | 21030 | BROAN 2678F FAN LIGHT TRIM | BROAN 2678F FAN LIGHT TRIM | each | each | 1 | 1 | Trim Material |  |  |  |  | Material | 27.08
21040 | CCY F80 CFM FAN HSNG PK ENERGY STAR | 21040 | CCY F80 CFM FAN HSNG PK ENERGY STAR | CCY F80 CFM FAN HSNG PK ENERGY STAR | each | each | 1 | 1 | Rough Material |  |  |  |  | Material | 49.95
21050 | CCY 80CFM MTR W NETAL GRILLE | 21050 | CCY 80CFM MTR W METAL GRILLE | CCY 80CFM MTR W METAL GRILLE | each | each | 1 | 1 | Trim Material |  |  |  |  | Material | 0
21055 | PANASONIC FV-0510S1 FAN HOUSING | 21055 | PANASONIC FV-0510S1 FAN HOUSING | PANASONIC FV-0510S1 FAN HOUSING | each | each | 1 | 1 | Rough Material |  |  |  |  | Material | 30.75
21060 | AOOOHFnfFAN HOUSING ENERGY STAR | 21060 | A000HFnf FAN HOUSING ENERGY STAR | A000HFnf FAN HOUSING ENERGY STAR | each | each | 1 | 1 | Rough Material |  |  |  |  | Material | 10.82
21070 | AE80BF1 CFM FAN FIN PK ENERGY STAR | 21070 | AE80BF1 CFM FAN FIN PK ENERGY STAR | AE80BF1 CFM FAN FIN PK ENERGY STAR | each | each | 1 | 1 | Trim Material |  |  |  |  | Material | 39.66
21075 | BROAN FLEX 80 CFM FAN W LED ENERGY | 21075 | BROAN FLEX 80 CFM FAN 0.8 SONES WITH LED CLEANCOVER ENERGY STAR | BROAN FLEX 80 CFM FAN 0.8 SONES WITH LED CLEANCOVER ENERGY STAR | each | each | 1 | 1 | Rough Material |  |  |  |  | Material | 103.56
21080 | A110 CFM FAN | 21080 | A110 CFM FAN | A110 CFM FAN | each | each | 1 | 1 | Rough Material |  |  |  |  | Material | 91.5
21090 | BROAN 744 CAN FAN LIGHT 70 CFM | 21090 | BROAN 744 CAN FAN LIGHT 70 CFM | BROAN 744 CAN FAN LIGHT 70 CFM | each | each | 1 | 1 | Rough Material |  |  |  |  | Material | 114.48
21091 | BROAN 744 CAN FAN LIGHT 70 CFM (TRIM) | 21091 | BROAN 744 CAN FAN LIGHT 70 CFM (TRIM) | BROAN 744 CAN FAN LIGHT 70 CFM (TRIM) | each | each | 1 | 1 | Trim Material |  |  |  |  | Material | 0
21100 | PANASONIC FV-0810SS 1 EXHAUST FAN | 21100 | PANASONIC FV-0810SS1 EXHAUST FAN | PANASONIC FV-0810SS1 EXHAUST FAN | each | each | 1 | 1 | Rough Material |  |  |  |  | Material | 81.5
21110 | PANASONIC FV-JD Transfer Register Box | 21110 | PANASONIC FV-JD Transfer Register Box | PANASONIC FV-JD Transfer Register Box | each | each | 1 | 1 | Rough Material |  |  |  |  | Material | 20.75
21115 | Panasonic FV-1115VQ1 Exhaust Fan | 21115 | Panasonic FV-1115VQ1 Exhaust Fan | Panasonic FV-1115VQ1 Exhaust Fan | Ea | each | 1 | 1 | Rough Material |  |  |  |  | Material | 193.75 | [13 empty] | 21115
21120 | BROAN MD8TU FRESH AIR KIT | 21120 | BROAN MD8TU FRESH AIR KIT | BROAN MD8TU FRESH AIR KIT | each | each | 1 | 1 | Trim Material |  |  |  |  | Material | 157.03
21130 | BROAN MD10TU FRESH AIR | 21130 | BROAN MD10TU FRESH AIR | BROAN MD10TU FRESH AIR | each | each | 1 | 1 | Trim Material |  |  |  |  | Material | 192.06
21135 | BROAN MDTU PRESSURE SWITCH KIT | 21135 | BROAN MDTU PRESSURE SWITCH KIT | BROAN MDTU PRESSURE SWITCH KIT | each | each | 1 | 1 | Trim Material |  |  |  |  | Material | 60
22000 | TRUEZONE 2 ZONE CNTL PNL 2H11 C
22010 | TRUEZONE 3 ZONE CNTL PNL 2H/2C
22020 | 6 AUTO RND W/ 24V MIR - HONEYWELL | 22020 | 6 AUTO RND DMPR W/ 24V MTR - HONEYWELL | 6 AUTO RND DMPR W/ 24V MTR - HONEYWELL | each | each | 1 | 1 | Rough Material |  |  |  |  | Material | 104.4
22030 | 8 AUTO RND DWR W/ 24V MIR -HONEYWELL | 22030 | 8 AUTO RND DMPR W/ 24V MTR -HONEYWELL | 8 AUTO RND DMPR W/ 24V MTR -HONEYWELL | each | each | 1 | 1 | Rough Material |  |  |  |  | Material | 157.03
22040 | O AUTO RND W/ 24V M'IR - HONEYWELL | 22040 | 10 AUTO RND DMPR W/ 24V MTR - HONEYWELL | 10 AUTO RND DMPR W/ 24V MTR - HONEYWELL | each | each | 1 | 1 | Rough Material |  |  |  |  | Material | 111
22050 | 12 AUTO RND DMPR W/ 24V MIR - HONEYWELL | 22050 | 12 AUTO RND DMPR W/ 24V MTR - HONEYWELL | 12 AUTO RND DMPR W/ 24V MTR - HONEYWELL | each | each | 1 | 1 | Rough Material |  |  |  |  | Material | 116.1
22060 | 14 AUTO RND DMPR W/ 24V MIR - HONEYWELL | 22060 | 14 AUTO RND DMPR W/ 24V MTR - HONEYWELL | 14 AUTO RND DMPR W/ 24V MTR - HONEYWELL | each | each | 1 | 1 | Rough Material |  |  |  |  | Material | 128.15
22070 | 16 AUTO RND DMPR W/ 24V MIR - HONEYWELL | 22070 | 16 AUTO RND DMPR W/ 24V MTR - HONEYWELL | 16 AUTO RND DMPR W/ 24V MTR - HONEYWELL | each | each | 1 | 1 | Rough Material |  |  |  |  | Material | 152
22080 | 8 TRUEZONE BYP CIPRES REG
22090 | 10 TRUEZONE BYP CIPRES REG DMPR | 22090 | 10 TRUEZONE BYP C/PRES REG DMPR | 10 TRUEZONE BYP C/PRES REG DMPR | each | each | 1 | 1 | Rough Material |  |  |  |  | Material | 90.1
22100 | 12 TRUEZONE BYP CIPRES REG DMPR | 22100 | 12 TRUEZONE BYP C/PRES REG DMPR | 12 TRUEZONE BYP C/PRES REG DMPR | each | each | 1 | 1 | Rough Material |  |  |  |  | Material | 92.2
22110 | T4 PRO TH42 IOU2002 (2H11C) | 22110 | T4 PRO TH4210U2002 (2H/1C) | T4 PRO TH4210U2002 (2H/1C) | each | each | 1 | 1 | Trim Material |  |  |  |  | Material | 43.55
22120 | T6 PRO TH6220U200 (2H/2C) | 22120 | T6 PRO TH622OU200 (2H/2C) | T6 PRO TH622OU200 (2H/2C) | each | each | 1 | 1 | Trim Material |  |  |  |  | Material | 89.54
22130 | T6 Z WAVE TH6320ZW2003 (3H/2c)
22140 | T6 PRO fr16320WF2003 (3H/2C) | 22140 | T6 PRO WIFI TH6320WF2003 (3H/2C) | T6 PRO WIFI TH6320WF2003 (3H/2C) | each | each | 1 | 1 | Trim Material |  |  |  |  | Material | 137.29
22150 | TIO PRO WIFI THX321 WF2003W (3H/2c) | 22150 | T10 PRO WIFI THX321WF2003W (3H/2C) | T10 PRO WIFI THX321WF2003W (3H/2C) | each | each | 1 | 1 | Trim Material |  |  |  |  | Material | 204.37
22160 | TIO PRO RED LINK THX321 WFS2001W | 22160 | T10 PRO RED LINK THX321WFS2001W | T10 PRO RED LINK THX321WFS2001W | each | each | 1 | 1 | Trim Material |  |  |  |  | Material | 235
22170 | RED LINK ROOM SENSOR cn 89R2002-2 | 22170 | RED LINK ROOM SENSOR C7189R2002-2 | RED LINK ROOM SENSOR C7189R2002-2 | each | each | 1 | 1 | Trim Material |  |  |  |  | Material | 111.53
22175 | GOOGLE NEST T3008US | 22175 | GOOGLE NEST T3008US | GOOGLE NEST T3008US | each | each | 1 | 1 | Trim Material |  |  |  |  | Material | 215
22340 | APRIL AIRE 700 POWER HUMID
22350 | APRIL AIRE 600 BYPASS HUMID
22360 | APRIL AIRE 500 BYPASS HUMID
22365 | APRIL AIRE R8145 VENTILATOR | 22365 | APRIL AIRE R8145 VENTILATOR | APRIL AIRE R8145 VENTILATOR | each | each | 1 | 1 | Rough Material |  |  |  |  | Material | 291.39
22371 | APRIL AIRE 8100 ERV | 22371 | APRIL AIRE 8100 ERV (ENERGY RECOVERY VENTILATOR) | APRIL AIRE 8100 ERV (ENERGY RECOVERY VENTILATOR) | each | each | 1 | 1 | Rough Material |  |  |  |  | Material | 1291.73
22375 | APRILAIRE DEHUMIDIFIER E100 | 22375 | APRILAIRE DEHUMIDIFIER E100 | APRILAIRE DEHUMIDIFIER E100 | each | each | 1 | 1 | Rough Material |  |  |  |  | Material | 1592.99
22380 | HONEYWELL F100 16X20 MEDIA CABINET.. | 22380 | HONEYWELL F100 16X20 MEDIA CABINET.. | HONEYWELL F100 16X20 MEDIA CABINET.. | each | each | 1 | 1 | Rough Material |  |  |  |  | Material | 125.68
22390 | HONEYWELL F100 16X25 MEDIA CABINET | 22390 | HONEYWELL F100 16x25 MEDIA CABINET | HONEYWELL F100 16x25 MEDIA CABINET | each | each | 1 | 1 | Rough Material |  |  |  |  | Material | 94.63
22394 | HONEYWELL F100 20X20 MEDIA CABINET | 22394 | HONEYWELL F100 20X20 MEDIA CABINET | HONEYWELL F100 20X20 MEDIA CABINET | each | each | 1 | 1 | Rough Material |  |  |  |  | Material | 125.68
22395 | HONEYWELL F100 20X25 MEDIA CABINET | 22395 | HONEYWELL F100 20X25 MEDIA CABINET | HONEYWELL F100 20X25 MEDIA CABINET | each | each | 1 | 1 | Rough Material |  |  |  |  | Material | 125.68
22399 | MANUAL JFFY DAMPER 4" | 22399 | MANUAL JIFFY DAMPER 4" | MANUAL JIFFY DAMPER 4" | each | each | 1 | 1 | Rough Material |  |  |  |  | Material | 2.24
22400 | MANUAL JFFY DAMPER 6" | 22400 | MANUAL JIFFY DAMPER 6" | MANUAL JIFFY DAMPER 6" | each | each | 1 | 1 | Rough Material |  |  |  |  | Material | 2.53
22405 | MANUAL JFFY DAMPER 7" | 22405 | MANUAL JIFFY DAMPER 7" | MANUAL JIFFY DAMPER 7" | each | each | 1 | 1 | Rough Material |  |  |  |  | Material | 3.1
22410 | MANUAL JIFFY DAMPER 8" | 22410 | MANUAL JIFFY DAMPER 8" | MANUAL JIFFY DAMPER 8" | each | each | 1 | 1 | Rough Material |  |  |  |  | Material | 3.33
22415 | MANUAL JIFFY DAMPER 9" | 22415 | MANUAL JIFFY DAMPER 9" | MANUAL JIFFY DAMPER 9" | each | each | 1 | 1 | Rough Material |  |  |  |  | Material | 3.67
22420 | MANUAL JIFFY DAMPER 10" | 22420 | MANUAL JIFFY DAMPER 10" | MANUAL JIFFY DAMPER 10" | each | each | 1 | 1 | Rough Material |  |  |  |  | Material | 3.68
22425 | MANUAL JIFFY DAMPER 12" | 22425 | MANUAL JIFFY DAMPER 12" | MANUAL JIFFY DAMPER 12" | each | each | 1 | 1 | Rough Material |  |  |  |  | Material | 6.07
22500 | ZF 101NDAÌv1PER W MOTOR 14' CBL (ZFRDPIO-14) | 22500 | ZF 10IN DAMPER W MOTOR 14' CBL (ZFRDP10-14) | ZF 10IN DAMPER W MOTOR 14' CBL (ZFRDP10-14) | each | each | 1 | 1 | Rough Material |  |  |  |  | Material | 66.65
22505 | ZF 121N DAMPER W MOTOR 14' CBL (ZFRDP12-14) | 22505 | ZF 12IN DAMPER W MOTOR 14' CBL (ZFRDP12-14) | ZF 12IN DAMPER W MOTOR 14' CBL (ZFRDP12-14) | each | each | 1 | 1 | Rough Material |  |  |  |  | Material | 69.88
22510 | ZF 14IN DAMPER W MOTOR 14' CBL (ZFRDP14-14) | 22510 | ZF 14IN DAMPER W MOTOR 14' CBLÃ¯Â¿Â½ (ZFRDP14-14) | ZF 14IN DAMPER W MOTOR 14' CBLÃ¯Â¿Â½ (ZFRDP14-14) | each | each | 1 | 1 | Rough Material |  |  |  |  | Material | 77.31
22515 | ZF 161N DAMPER W MOTOR 14' CBL (ZFRDP16-14) | 22515 | ZF 16IN DAMPER W MOTOR 14' CBL (ZFRDP16-14)Ã¯Â¿Â½Ã¯Â¿Â½Ã¯Â¿Â½Ã¯Â¿Â½Ã¯Â¿Â½Ã¯Â¿Â½ | ZF 16IN DAMPER W MOTOR 14' CBL (ZFRDP16-14)Ã¯Â¿Â½Ã¯Â¿Â½Ã¯Â¿Â½Ã¯Â¿Â½Ã¯Â¿Â½Ã¯Â¿Â½ | each | each | 1 | 1 | Rough Material |  |  |  |  | Material | 87.41
22518 | ZF 20X20 DAIvPER (ZDSP2020) | 22518 | ZF 20x20 DAMPER (ZDSP2020)Ã¯Â¿Â½Ã¯Â¿Â½Ã¯Â¿Â½Ã¯Â¿Â½Ã¯Â¿Â½Ã¯Â¿Â½ | ZF 20x20 DAMPER (ZDSP2020)Ã¯Â¿Â½Ã¯Â¿Â½Ã¯Â¿Â½Ã¯Â¿Â½Ã¯Â¿Â½Ã¯Â¿Â½ | each | each | 1 | 1 | Rough Material |  |  |  |  | Material | 275
22520 | ZF 81N BYPASS DAMPER (ZFSPAD8) | 22520 | ZF 8IN BYPASS DAMPER (ZFSPAD8) | ZF 8IN BYPASS DAMPER (ZFSPAD8) | each | each | 1 | 1 | Rough Material |  |  |  |  | Material | 0
22525 | ZF 10 INBYPASS DAMPER (ZFSPADIO) | 22525 | ZF 10IN BYPASS DAMPER (ZFSPAD10) | ZF 10IN BYPASS DAMPER (ZFSPAD10) | each | each | 1 | 1 | Rough Material |  |  |  |  | Material | 72.81
22530 | ZF 12 IN BYPASS DAIvfPER (ZFSPAD12) | 22530 | ZF 12IN BYPASS DAMPER (ZFSPAD12) | ZF 12IN BYPASS DAMPER (ZFSPAD12) | each | each | 1 | 1 | Rough Material |  |  |  |  | Material | 68.71
22535 | ZF 14 IN BYPASS DAÌVPER (ZFSPAD14) | 22535 | ZF 10IN BYPASS DAMPER (ZFSPAD14) | ZF 10IN BYPASS DAMPER (ZFSPAD14) | each | each | 1 | 1 | Rough Material |  |  |  |  | Material | 0
22540 | ZF ZONE PANEL ELEC 1-3 ZONES (ZFH32P) | 22540 | ZF ZONE PANEL ELEC 1-3 ZONES (ZFH32P) | ZF ZONE PANEL ELEC 1-3 ZONES (ZFH32P) | each | each | 1 | 1 | Trim Material |  |  |  |  | Material | 103.4
22545 | ZF ZONE PANEL GAS 2 ZONES (ZFMMP2) | 22545 | ZF ZONE PANEL GAS 2 ZONES (ZFMMP2) | ZF ZONE PANEL GAS 2 ZONES (ZFMMP2) | each | each | 1 | 1 | Trim Material |  |  |  |  | Material | 71.76
22550 | ZF ZONE PANEL GAS 3 ZONES (ZFMMP3) | 22550 | ZF ZONE PANEL GAS 3 ZONES (ZFMMP3) | ZF ZONE PANEL GAS 3 ZONES (ZFMMP3) | each | each | 1 | 1 | Trim Material |  |  |  |  | Material | 79.12
23000 | 1/8 0D EXT COP TUBE 6 PK | 23000 | 1/8 OD EXT COP TUBE 6 PK | 1/8 OD EXT COP TUBE 6 PK | each | each | 1 | 1 | Rough Material |  |  |  |  | Material | 7.04
23010 | 1/4 FLARE CAP 12PK | 23010 | 1/4 FLARE CAP 12PK | 1/4 FLARE CAP 12PK | each | each | 1 | 1 | Rough Material |  |  |  |  | Material | 0
23460 | 3/8 SHIRT REF FLR NUT FORGED
23450 | 1/2 SHORT FLRNUT | 23450 | 1/2 SHORT FLR NUT | 1/2 SHORT FLR NUT | each | each | 1 | 1 | Rough Material |  |  |  |  | Material | 3.44
23020 | 1/2 WROT CXM ADPT | 23020 | 1/2 WROT CXM ADPT | 1/2 WROT CXM ADPT | each | each | 1 | 1 | Rough Material |  |  |  |  | Material | 0
23030 | 3/4 WROT CXM ADPT | 23030 | 3/4 WROT CXM ADPT | 3/4 WROT CXM ADPT | each | each | 1 | 1 | Rough Material |  |  |  |  | Material | 0
23040 | 1/8 WROT CXC COUP 1/4 OD | 23040 | 1/8 WROT CXC COUP 1/4 OD | 1/8 WROT CXC COUP 1/4 OD | each | each | 1 | 1 | Rough Material |  |  |  |  | Material | 0.33
23050 | 1/4 WROT CXC COUP 3/8 OD | 23050 | 1/4 WROT CXC COUP 3/8 OD | 1/4 WROT CXC COUP 3/8 OD | each | each | 1 | 1 | Rough Material |  |  |  |  | Material | 0.28
23060 | 3/8 WROT CXC COUP 1/2 OD | 23060 | 3/8 WROT CXC COUP 1/2 OD | 3/8 WROT CXC COUP 1/2 OD | each | each | 1 | 1 | Rough Material |  |  |  |  | Material | 0.4
23070 | 1/2 WROT CXC COUP 5/8 OD | 23070 | 1/2 WROT CXC COUP 5/8 OD | 1/2 WROT CXC COUP 5/8 OD | each | each | 1 | 1 | Rough Material |  |  |  |  | Material | 0.79
23080 | 5/8 WROT CXC COUP 3/4 OD | 23080 | 5/8 WROT CXC COUP 3/4 OD | 5/8 WROT CXC COUP 3/4 OD | each | each | 1 | 1 | Rough Material |  |  |  |  | Material | 1.12
23090 | 3/4 WROT CXC COUP 7/8 OD | 23090 | 3/4 WROT CXC COUP 7/8 OD | 3/4 WROT CXC COUP 7/8 OD | each | each | 1 | 1 | Rough Material |  |  |  |  | Material | 1.53
23100 | 1 WROT CXC COUP 1-1/8 OD | 23100 | 1 WROT CXC COUP 1-1/8 OD | 1 WROT CXC COUP 1-1/8 OD | each | each | 1 | 1 | Rough Material |  |  |  |  | Material | 2.47
23110 | 1/4 WROT CXC 45 ELL 3/8 OD | 23110 | 1/4 WROT CXC 45 ELL 3/8 OD | 1/4 WROT CXC 45 ELL 3/8 OD | each | each | 1 | 1 | Rough Material |  |  |  |  | Material | 2.22
23120 | 3/8 WROT CXC 45 ELL 1/2 OD | 23120 | 3/8 WROT CXC 45 ELL 1/2 OD | 3/8 WROT CXC 45 ELL 1/2 OD | each | each | 1 | 1 | Rough Material |  |  |  |  | Material | 1.95
23130 | 1/2 WROT CXC 45 ELL 5/8 OD | 23130 | 1/2 WROT CXC 45 ELL 5/8 OD | 1/2 WROT CXC 45 ELL 5/8 OD | each | each | 1 | 1 | Rough Material |  |  |  |  | Material | 0.85
23140 | 5/8 WROT CXC 45 ELL 3/4 OD | 23140 | 5/8 WROT CXC 45 ELL 3/4 OD | 5/8 WROT CXC 45 ELL 3/4 OD | each | each | 1 | 1 | Rough Material |  |  |  |  | Material | 1.65
23150 | 3/4 WROT CXC 45 ELL 7/8 OD | 23150 | 3/4 WROT CXC 45 ELL 7/8 OD | 3/4 WROT CXC 45 ELL 7/8 OD | each | each | 1 | 1 | Rough Material |  |  |  |  | Material | 2.08
23160 | 1 WROT CXC 45 ELL 1-1/8 OD | 23160 | 1 WROT CXC 45 ELL 1-1/8 OD | 1 WROT CXC 45 ELL 1-1/8 OD | each | each | 1 | 1 | Rough Material |  |  |  |  | Material | 3.85
23170 | 1/4 WROT CXC LT 90 ELL 3/8 OD | 23170 | 1/4 WROT CXC LT 90 ELL 3/8 OD | 1/4 WROT CXC LT 90 ELL 3/8 OD | each | each | 1 | 1 | Rough Material |  |  |  |  | Material | 1.66
23180 | 3/8 WROT CXC 90 ELL 1/2 OD | 23180 | 3/8 WROT CXC 90 ELL 1/2 OD | 3/8 WROT CXC 90 ELL 1/2 OD | each | each | 1 | 1 | Rough Material |  |  |  |  | Material | 1.66
23190 | 3/8 WROT CXC LT 90 ELL 1/2 OD | 23190 | 3/8 WROT CXC LT 90 ELL 1/2 OD | 3/8 WROT CXC LT 90 ELL 1/2 OD | each | each | 1 | 1 | Rough Material |  |  |  |  | Material | 1.02
23200 | 1/2 WROT CXC LT 90 ELL 5/8 OD | 23200 | 1/2 WROT CXC LT 90 ELL 5/8 OD | 1/2 WROT CXC LT 90 ELL 5/8 OD | each | each | 1 | 1 | Rough Material |  |  |  |  | Material | 1.58
23210 | 5/8 WROT CXC LT 90 ELL 3/4 OD | 23210 | 5/8 WROT CXC LT 90 ELL 3/4 OD | 5/8 WROT CXC LT 90 ELL 3/4 OD | each | each | 1 | 1 | Rough Material |  |  |  |  | Material | 2.47
23220 | 3/4 WROT CXC LT 90 ELL 7/8 OD | 23220 | 3/4 WROT CXC LT 90 ELL 7/8 OD | 3/4 WROT CXC LT 90 ELL 7/8 OD | each | each | 1 | 1 | Rough Material |  |  |  |  | Material | 2.95
23230 | 1 WROT CXC LT90 ELL 1-1/8 OD | 23230 | 1 WROT CXC LT 90 ELL 1-1/8 OD | 1 WROT CXC LT 90 ELL 1-1/8 OD | each | each | 1 | 1 | Rough Material |  |  |  |  | Material | 5.83
23240 | 1/2 ID WROT FTGXC ST 45 ELL 5/8 OD | 23240 | 1/2 WROT FTGXC ST 45 ELL 5/8 OD | 1/2 WROT FTGXC ST 45 ELL 5/8 OD | each | each | 1 | 1 | Rough Material |  |  |  |  | Material | 0
23250 | 5/8 WROT FTGXC ST 45 ELL 3/4 OD | 23250 | 5/8 WROT FTGXC ST 45 ELL 3/4 OD | 5/8 WROT FTGXC ST 45 ELL 3/4 OD | each | each | 1 | 1 | Rough Material |  |  |  |  | Material | 1.56
23260 | 3/4 WROT FTGXC ST 45 ELL 7/8 OD | 23260 | 3/4 WROT FTGXC ST 45 ELL 7/8 OD | 3/4 WROT FTGXC ST 45 ELL 7/8 OD | each | each | 1 | 1 | Rough Material |  |  |  |  | Material | 0
23270 | 1 WROT FTGXC ST 45 ELL 1-1/8 OD | 23270 | 1 WROT FTGXC ST 45 ELL 1-1/8 OD | 1 WROT FTGXC ST 45 ELL 1-1/8 OD | each | each | 1 | 1 | Rough Material |  |  |  |  | Material | 0
23280 | 1/4 WROT FTGXC LT ST 90 ELL 3/8 OD | 23280 | 1/4 WROT FTGXC LT ST 90 ELL 3/8 OD | 1/4 WROT FTGXC LT ST 90 ELL 3/8 OD | each | each | 1 | 1 | Rough Material |  |  |  |  | Material | 0
23290 | 1/2 WROT FTGXC LT ST 90 ELL 5/8 OD | 23290 | 1/2 WROT FTGXC LT ST 90 ELL 5/8 OD | 1/2 WROT FTGXC LT ST 90 ELL 5/8 OD | each | each | 1 | 1 | Rough Material |  |  |  |  | Material | 0
23300 | 5/8 WROT FTGXC LT ST 90 ELL 3/4 OD | 23300 | 5/8 WROT FTGXC LT ST 90 ELL 3/4 OD | 5/8 WROT FTGXC LT ST 90 ELL 3/4 OD | each | each | 1 | 1 | Rough Material |  |  |  |  | Material | 0
23310 | 3/4 WROT FTGXC LT ST 90 ELL 7/8 OD | 23310 | 3/4 WROT FTGXC LT ST 90 ELL 7/8 OD | 3/4 WROT FTGXC LT ST 90 ELL 7/8 OD | each | each | 1 | 1 | Rough Material |  |  |  |  | Material | 0
23320 | 1 WROT FTGXC LT ST 90 ELL 1-1/8 OD | 23320 | 1 WROT FTGXC LT ST 90 ELL 1-1/8 OD | 1 WROT FTGXC LT ST 90 ELL 1-1/8 OD | each | each | 1 | 1 | Rough Material |  |  |  |  | Material | 0
23325 | 1/4X1/2X1/2X50 COP PE LINESET | 23325 | 1/4X1/2X1/2X50 COP PE LINESET | 1/4X1/2X1/2X50 COP PE LINESET | each | each | 1 | 1 | Rough Equipment |  |  |  |  | Material | 173.15
23323 | 1/4X5/8X1/2X25 COP PE LINESET | 23323 | 1/4X5/8X1/2X25 COP PE LINESET | 1/4X5/8X1/2X25 COP PE LINESET | each | each | 1 | 1 | Rough Equipment |  |  |  |  | Material | 146.51
82290 | 1/4X5/8X1/2X50FT 16/2 14/3 WIRE | 82290 | 1/4X5/8X1/2X50FT 16/2 14/3 WIRE | LINESET 1/4X5/8X50FT 16/2 14/3 WIRE | each | each | 1 | 1 | Rough Equipment |  |  |  |  | Material | 370.44
23326 | 14/4 SPLIT TRAY CABLE FOR LINESET | 23326 | 14/4 THHN MINI SPLIT TRAY CABLE FOR LINESET | 14/4 THHN MINI SPLIT TRAY CABLE FOR LINESET | each | each | 1 | 1 | Rough Equipment |  |  |  |  | Material | 78.99
23330 | 3/8X5/8X1/2X30 COP PE LINESET | 23330 | 3/8X5/8X1/2X30 COP PE LINESET | 3/8X5/8X1/2X30 COP PE LINESET | each | each | 1 | 1 | Rough Equipment |  |  |  |  | Material | 162.3
23340 | 3/8X3/4X1/2X30 COP PE LINESET | 23340 | 3/8X3/4X1/2X30 COP PE LINESET | 3/8X3/4X1/2X30 COP PE LINESET | each | each | 1 | 1 | Rough Equipment |  |  |  |  | Material | 146.84
23350 | 3/8X5/8X1/2X50 COP PE LINESET | 23350 | 3/8X5/8X1/2X50 COP PE LINESET | 3/8X5/8X1/2X50 COP PE LINESET | each | each | 1 | 1 | Rough Equipment |  |  |  |  | Material | 169.94
23360 | 3/8X3/4X1/2X50 COP PE LINESET | 23360 | 3/8X3/4X1/2X50 COP PE LINESET | 3/8X3/4X1/2X50 COP PE LINESET | each | each | 1 | 1 | Rough Equipment |  |  |  |  | Material | 147
23370 | 3/8X7/8X1/2X50 COP PE LINESET | 23370 | 3/8X7/8X1/2X50 COP PE LINESET | 3/8X7/8X1/2X50 COP PE LINESET | each | each | 1 | 1 | Rough Equipment |  |  |  |  | Material | 187.47
23380 | 3/8X1-1/8X1/2X50 COP PE LINESET | 23380 | 3/8X1-1/8X1/2X50 COP PE LINESET | 3/8X1-1/8X1/2X50 COP PE LINESET | each | each | 1 | 1 | Rough Equipment |  |  |  |  | Material | 400
23390 | 3/8 ID X 1/2 PIPE INSUL | 23390 | 3/8 ID X 1/2 PIPE INSUL | 3/8 ID X 1/2 PIPE INSUL | each | each | 1 | 1 | Rough Material |  |  |  |  | Material | 3.1
23400 | 5/8 IDX 1/2 PIPE INSUL | 23400 | 5/8 ID X 1/2 PIPE INSUL | 5/8 ID X 1/2 PIPE INSUL | each | each | 1 | 1 | Rough Material |  |  |  |  | Material | 3.5
23410 | 3/4 IDX 1/2 PIPE INSUL | 23410 | 3/4 ID X 1/2 PIPE INSUL | 3/4 ID X 1/2 PIPE INSUL | each | each | 1 | 1 | Rough Material |  |  |  |  | Material | 3.25
23420 | 7/8 ID X 1/2 PIPE BISUL TUBE | 23420 | 7/8 ID X 1/2 PIPE INSUL TUBE | 7/8 ID X 1/2 PIPE INSUL TUBE | each | each | 1 | 1 | Rough Material |  |  |  |  | Material | 3.79
23430 | 1-1/8 ID X 1/2 PIPE INSUL TUBE | 23430 | 1-1/8 ID X 1/2 PIPE INSUL TUBE | 1-1/8 ID X 1/2 PIPE INSUL TUBE | each | each | 1 | 1 | Rough Material |  |  |  |  | Material | 4.73
23470 | 1/4 OD X 50 SOFT REF TUBE
23480 | 3/8 ODX 50 SOFT REF TUBE
23490 | 1/2 OD X 50 SOFT REF TUBE
23500 | 5/8 OD X 50 SOFT REF TUBE | 23500 | 5/8 OD X 50 SOFT REF TUBE | 5/8 OD X 50 SOFT REF TUBE | each | each | 1 | 1 | Gas Material |  |  |  |  | Material | 133.55
23510 | 3/4 OD X 50 SOFT REF TIDE
23520 | 7/8 OD X 50 SOFT REF TUBE
23530 | 1-1/8 ODX 50 SOFT REF TUBE
25000 | 10X4 2W 2 WAY S/C REG WHIT | 25000 | 10X4 2W 2 WAY S/C REG WHIT | 10X4 2W 2 WAY S/C REG WHIT | each | each | 1 | 1 | Trim Material |  |  |  |  | Material | 2.33
25010 | 12X4 2W 2 WAY REG WHITE | 25010 | 12X4 2W 2 WAY S/C REG WHIT | 12X4 2W 2 WAY S/C REG WHIT | each | each | 1 | 1 | Trim Material |  |  |  |  | Material | 2.93
25020 | 14X4 2W 2 WAY REG WHITE | 25020 | 14X4 2W 2 WAY S/C REG WHIT | 14X4 2W 2 WAY S/C REG WHIT | each | each | 1 | 1 | Trim Material |  |  |  |  | Material | 3.6
25030 | 10X6 2W 2 WAY REG WHITE | 25030 | 10X6 2W 2 WAY S/C REG WHIT | 10X6 2W 2 WAY S/C REG WHIT | each | each | 1 | 1 | Trim Material |  |  |  |  | Material | 4.48
25040 | 12X6 2W 2 WAY REG WHITE | 25040 | 12X6 2W 2 WAY S/C REG WHIT | 12X6 2W 2 WAY S/C REG WHIT | each | each | 1 | 1 | Trim Material |  |  |  |  | Material | 5.2
25050 | 14X6 2W 2 WAY REG WHITE | 25050 | 14X6 2W 2 WAY S/C REG WHIT | 14X6 2W 2 WAY S/C REG WHIT | each | each | 1 | 1 | Trim Material |  |  |  |  | Material | 4.01
25060 | 14X8 2W 2 WAY REG WHITE
25070 | 10X4 1 WAY CURVED BLADE WHIT | 25070 | 10X4 1 WAY CURVED BLADE WHIT | 10X4 1 WAY CURVED BLADE WHIT | each | each | 1 | 1 | Trim Material |  |  |  |  | Material | 8.42
25080 | 12X4 1 WAY CURVED BLADE WHIT | 25080 | 12X4 1 WAY CURVED BLADE WHIT | 12X4 1 WAY CURVED BLADE WHIT | each | each | 1 | 1 | Trim Material |  |  |  |  | Material | 7.39
25090 | 14X4 1 WAY CURVED BLADE WHIT | 25090 | 14X4 1 WAY CURVED BLADE WHIT | 14X4 1 WAY CURVED BLADE WHIT | each | each | 1 | 1 | Trim Material |  |  |  |  | Material | 14.96
25091 | 4X10 FLOOR REGISTER WHITE | 25091 | 4X10 FLOOR REGISTER WHITE | 4X10 FLOOR REGISTER WHITE | each | each | 1 | 1 | Trim Material |  |  |  |  | Material | 2.04
4X12 FLOOR REGISIER WHITE
4X14 FLOOR REGISTER WHITE
25092 | 4X10 FLOOR REGISTER BROWN | 25092 | 4X10 FLOOR REGISTER BROWN | 4X10 FLOOR REGISTER BROWN | each | each | 1 | 1 | Trim Material |  |  |  |  | Material | 2.04
25093 | 4X12 FLOOR REGISIER BROWN | 25093 | 4X12 FLOOR REGISTER BROWN | 4X12 FLOOR REGISTER BROWN | each | each | 1 | 1 | Trim Material |  |  |  |  | Material | 2.52
25094 | 4X14 FLOOR REGISTER BROWN | 25094 | 4X14 FLOOR REGISTER BROWN | 4X14 FLOOR REGISTER BROWN | each | each | 1 | 1 | Trim Material |  |  |  |  | Material | 3.53
25095 | 6X12 FLOOR REGISTER BROWN | 25095 | 6X12 FLOOR REGISTER BROWN | 6X12 FLOOR REGISTER BROWN | each | each | 1 | 1 | Trim Material |  |  |  |  | Material | 5.1
25096 | 6X14 FLOOR REGISTER BROWN | 25096 | 6x14 Brown Floor Register | 6x14 Brown Floor Register | each | each | 1 | 1 | Trim Material |  |  |  |  | Material | 7.48
25097 | 2X12 TOE KICK REGISTER WHIT | 25097 | 2X12 TOE KICK REGISTER WHIT | 2X12 TOE KICK REGISTER WHIT | each | each | 1 | 1 | Trim Material |  |  |  |  | Material | 1.88
25098 | 2X12 TOE KICK REGISTER BROWN | 25098 | 2X12 TOE KICK REGISTER BROWN | 2X12 TOE KICK REGISTER BROWN | each | each | 1 | 1 | Trim Material |  |  |  |  | Material | 1.88
25099 | 2X14 TOE KICK REGISTER BROWN | 25099 | 2X14 TOE KICK REGISTER BROWN | 2X14 TOE KICK REGISTER BROWN | each | each | 1 | 1 | Trim Material |  |  |  |  | Material | 4.34
25100 | 10X4 RETURN AIR GRL 1/2 FIN WHIT
25110 | 12X6 RETURN AIR GRL 1/2 FIN WHIT | 25110 | 12X6 RG RTN AIR GRL 1/2 FIN WHIT | 12X6 RG RTN AIR GRL 1/2 FIN WHIT | each | each | 1 | 1 | Trim Material |  |  |  |  | Material | 6.93
25120 | 14X6 RETURN AIR GRL 1/2 FIN WHIT | 25120 | 14X6 RG RTN AIR GRL 1/2 FIN WHIT | 14X6 RG RTN AIR GRL 1/2 FIN WHIT | each | each | 1 | 1 | Trim Material |  |  |  |  | Material | 2.23
25125 | 14X8 RETURN AIR GRL 1/2 FIN WHIT | 25125 | MF RG 14X8 WHT MFRG148W | MF RG 14X8 WHT MFRG148W | each | each | 1 | 1 | Trim Material |  |  |  |  | Material | 5.1
25130 | 14X10 RETURN AIR GRL 1/2 FIN WHIT | 25130 | 14X10 RG RTN AIR GRL 1/2 FIN WHIT | 14X10 RG RTN AIR GRL 1/2 FIN WHIT | each | each | 1 | 1 | Trim Material |  |  |  |  | Material | 5.01
25140 | I0XI0 RG RTN AIR GRL 1/2 FIN WHIT
25150 | 12X12 RG RTN AIR GRL 1/2 FIN WHIT
25160 | 14X14 RG RTN AIR GRL 1/2 FIN WHIT | 25160 | 14X14 RG RTN AIR GRL 1/2 FIN WHIT | 14X14 RG RTN AIR GRL 1/2 FIN WHIT | each | each | 1 | 1 | Trim Material |  |  |  |  | Material | 5.11
25170 | 14X20 RG RN AIR GRL 1/2 FIN WHIT
25180 | 16X16 RG AIR GRL 1/2 FIN WHIT
25190 | 20X10 RG RTN AIR 1/2 FIN WHIT
25200 | 20X14 RGRN AR GRL 1/2 FIN WHIT
25210 | 20X16 RG RTN AIR GRL 1/2 FIN WHIT
25220 | 20X20 RG AIR GRL 1/2 FIN WHIT
25230 | 24X12 RG AIR GRL 1/2 FIN WHIT
25240 | 25X14 RG RTN AIR GRL 1/2 FIN WHIT
25250 | 25X16 RGRTN AIR GRL 1/2 FIN WHIT
25260 | 25x20 RG RTN AIR GRL 1/2 FIN WHIT
25270 | 30X10 RGRTN AIR GRL 1/2 FIN WHIT
25280 | 30X12 RG RTN AIR GRL 1/2 FIN WHIT
25290 | 30X14 RG RTN AIR GRL 1/2 FIN WHIT
25300 | 12X12 FG RTN FLTR GRL 1/2 FIN WHIT | 25300 | 12X12 FG RTN FLTR GRL 1/2 FIN WHIT | 12X12 FG RTN FLTR GRL 1/2 FIN WHIT | each | each | 1 | 1 | Trim Material |  |  |  |  | Material | 8.73
25310 | 14X14 FG RTN FLTR GRL 1/2 FIN WHIT | 25310 | 14X14 FG RTN FLTR GRL 1/2 FIN WHIT | 14X14 FG RTN FLTR GRL 1/2 FIN WHIT | each | each | 1 | 1 | Trim Material |  |  |  |  | Material | 11.08
25320 | 14X20 FG RTN FLTR GRL 1/2 FIN WHIT | 25320 | 14X20 FG RTN FLTR GRL 1/2 FIN WHIT | 14X20 FG RTN FLTR GRL 1/2 FIN WHIT | each | each | 1 | 1 | Trim Material |  |  |  |  | Material | 15.06
25330 | 16X16 FG RTN FLTR GRL 1/2 FIN WHIT | 25330 | 16X16 FG RTN FLTR GRL 1/2 FIN WHIT | 16X16 FG RTN FLTR GRL 1/2 FIN WHIT | each | each | 1 | 1 | Trim Material |  |  |  |  | Material | 19.3
25340 | 20X14 FG RTN FLTR GRL 1/2 FIN WHIT
25350 | 20X16 FG RTN FLTR GRL 1/2 FIN WHIT | 25350 | 20X16 FG RTN FLTR GRL 1/2 FIN WHIT | 20X16 FG RTN FLTR GRL 1/2 FIN WHIT | each | each | 1 | 1 | Trim Material |  |  |  |  | Material | 17.21
25360 | 20X20 FG RTN FLTR GRL 1/2 FIN WHIT | 25360 | 20X20 FG RTN FLTR GRL 1/2 FIN WHIT | 20X20 FG RTN FLTR GRL 1/2 FIN WHIT | each | each | 1 | 1 | Trim Material |  |  |  |  | Material | 18.85
25370 | 24X12 FG RTN FLTR GRL 1/2 FIN WHIT | 25370 | 24X12 FG RTN FLTR GRL 1/2 FIN WHIT | 24X12 FG RTN FLTR GRL 1/2 FIN WHIT | each | each | 1 | 1 | Trim Material |  |  |  |  | Material | 20.7
25380 | 25X14 FG RTN FLTR GRL 1/2 FIN WHIT | 25380 | 25X14 FG RTN FLTR GRL 1/2 FIN WHIT | 25X14 FG RTN FLTR GRL 1/2 FIN WHIT | each | each | 1 | 1 | Trim Material |  |  |  |  | Material | 19
25390 | 25X16 FG RTN FLTR GRL 1/2 FIN WHIT | 25390 | 25X16 FG RTN FLTR GRL 1/2 FIN WHIT | 25X16 FG RTN FLTR GRL 1/2 FIN WHIT | each | each | 1 | 1 | Trim Material |  |  |  |  | Material | 26.4
25400 | 25X20 FG RTN FLTR GRL 1/2 FIN WHIT | 25400 | 25X20 FG RTN FLTR GRL 1/2 FIN WHIT | 25X20 FG RTN FLTR GRL 1/2 FIN WHIT | each | each | 1 | 1 | Trim Material |  |  |  |  | Material | 24
25410 | 12X12X1 F/GLS AIR FLTR | 25410 | 12X12X1 F/GLS AIR FLTR | 12X12X1 F/GLS AIR FLTR | each | each | 1 | 1 | Trim Material |  |  |  |  | Material | 1.82
25420 | 12X24X1 F/GLS AIR FLTR | 25420 | 12X24X1 F/GLS AIR FLTR | 12X24X1 F/GLS AIR FLTR | each | each | 1 | 1 | Trim Material |  |  |  |  | Material | 2.54
25430 | 14X14X1 F/GLS AIR FLTR | 25430 | 14X14X1 F/GLS AIR FLTR | 14X14X1 F/GLS AIR FLTR | each | each | 1 | 1 | Trim Material |  |  |  |  | Material | 1.84
25440 | 14X20X1 F/GLS AIR FLTR | 25440 | 14X20X1 F/GLS PNL FLTR | 14X20X1 F/GLS PNL FLTR | each | each | 1 | 1 | Trim Material |  |  |  |  | Material | 2.39
25450 | 14X25X1 F/GLS AIR FLTR | 25450 | 14X25X1 F/GLS PNL FLTR | 14X25X1 F/GLS PNL FLTR | each | each | 1 | 1 | Trim Material |  |  |  |  | Material | 1.95
25460 | 16X16X1 F/GLS AIR FLTR | 25460 | 16X16X1 F/GLS AIR FLTR | 16X16X1 F/GLS AIR FLTR | each | each | 1 | 1 | Trim Material |  |  |  |  | Material | 2.36
25470 | 16X20X1 F/GLS AIR FLTR | 25470 | 16X20X1 F/GLS PNL FLTR | 16X20X1 F/GLS PNL FLTR | each | each | 1 | 1 | Trim Material |  |  |  |  | Material | 2.13
25480 | 16X25X1F/GLS AIR FLTR | 25480 | 16X25X1 F/GLS AIR FILTER | 16X25X1 F/GLS AIR FILTER | each | each | 1 | 1 | Trim Material |  |  |  |  | Material | 2.13
25490 | 20X10X1 F/GLS AIR FILTER | 25490 | 20X10X1 F/GLS AIR FILTER | 20X10X1 F/GLS AIR FILTER | each | each | 1 | 1 | Trim Material |  |  |  |  | Material | 2.35
25500 | 20X20X1 F/GLS PNL FLTR | 25500 | 20X20X1 F/GLS PNL FLTR | 20X20X1 F/GLS PNL FLTR | each | each | 1 | 1 | Trim Material |  |  |  |  | Material | 2.36
25510 | 20X25X1 F/GLS AIR FILTER | 25510 | 20X25X1 F/GLS AIR FILTER | 20X25X1 F/GLS AIR FILTER | each | each | 1 | 1 | Trim Material |  |  |  |  | Material | 2.41
25520 | 4X12 ADJ GAS BVENT IPE | 25520 | 4X12 ADJ GAS B VENT PIPE | 4X12 ADJ GAS B VENT PIPE | each | each | 1 | 1 | Rough Material |  |  |  |  | Material | 6.36
25530 | 4X12 GAS B VENT PIPE | 25530 | 4X12 GAS B VENT PIPE | 4X12 GAS B VENT PIPE | each | each | 1 | 1 | Rough Material |  |  |  |  | Material | 5.42
25540 | 4X24 GAS B VENT PIPE | 25540 | 4X24 GAS B VENT PIPE | 4X24 GAS B VENT PIPE | each | each | 1 | 1 | Rough Material |  |  |  |  | Material | 8.47
25550 | 4X3 FT GAS B VENT PIPE | 25550 | 4X3 FT GAS B VENT PIPE | 4X3 FT GAS B VENT PIPE | each | each | 1 | 1 | Rough Material |  |  |  |  | Material | 11.5
25560 | 4X4 FT GAS B VENT PIPE | 25560 | 4X4 FT GAS B VENT PIPE | 4X4 FT GAS B VENT PIPE | each | each | 1 | 1 | Rough Material |  |  |  |  | Material | 14.77
25570 | 4X5 FT GAS B VENT PIPE | 25570 | 4X5 FT GAS B VENT PIPE | 4X5 FT GAS B VENT PIPE | each | each | 1 | 1 | Rough Material |  |  |  |  | Material | 17.8
25580 | 4 GAS B VENT 90 ELL | 25580 | 4 GAS B VENT 90 ELL | 4 GAS B VENT 90 ELL | each | each | 1 | 1 | Rough Material |  |  |  |  | Material | 14.33
25590 | 4 GAS B VENT CAP | 25590 | 4 GAS B VENT CAP | 4 GAS B VENT CAP | each | each | 1 | 1 | Rough Material |  |  |  |  | Material | 7.51
25600 | 4X3 B VENT INCREASER | 25600 | 4X3 B VENT INCREASER | 4X3 B VENT INCREASER | each | each | 1 | 1 | Rough Material |  |  |  |  | Material | 5.05
25610 | 4 B VENT STORM COLLAR | 25610 | 4 B VENT STORM COLLAR | 4 B VENT STORM COLLAR | each | each | 1 | 1 | Rough Material |  |  |  |  | Material | 2.02
25620 | 4 B VENT FLASHING ADJ | 25620 | 4 B VENT FLASHING ADJ | 4 B VENT FLASHING ADJ | each | each | 1 | 1 | Rough Material |  |  |  |  | Material | 15.65
25630 | 4 SUPPORT ASSEMBLY | 25630 | 4 DALE VENT | 4 DALE VENT | each | each | 1 | 1 | Rough Material |  |  |  |  | Material | 7.43
25634 | 4RDH 4" DRAFT HOOD CONNECTOR B VENT PIPE
25640 | 5X12 ADJ GAS B VENT PPE
25650 | 5X12 GAS B VENT PIPE
25660 | 5X24 GAS B VENT PIPE
25670 | 5X3 FT GAS B VENT PIPE
25680 | 5X4 FT GAS B VENT PIPE
25690 | 5X5 FT GAS B VENT PIPE
25700 | 5 GAS B VENT 90 ELL | 25700 | 5 GAS B VENT 90 ELL | 5 GAS B VENT 90 ELL | each | each | 1 | 1 | Rough Material |  |  |  |  | Material | 17.22
25710 | 5 GAS B VENT CAP
25720 | 5X4X3 B VENT TEE
25730 | 5 B VENT STORM COLLAR
25740 | 5 B VENT FLASHNG ADJ
30010 | 4 PLAS DRYER V/HOOD W TLPC WHIT ASSEMBLY | 30010 | 4 PLAS DRYER V/HOOD W/TLPC WHIT ASS | 4 PLAS DRYER V/HOOD W/TLPC WHIT ASS | each | each | 1 | 1 | Rough Material |  |  |  |  | Material | 4.18
30020 | 4 PLAS DRYER V/HOOD W TLPC BROWN ASSEMBLY | 30020 | 4 BROW HOOD W/ STD TLPC ASSY | 4 BROW HOOD W/ STD TLPC ASSY | each | each | 1 | 1 | Rough Material |  |  |  |  | Material | 3.48
30030 | 6 GALV WALL VENT W/ SCRN & DMPR | 30030 | 6 GALV WALL VENT W/ SCRN & DMPR | 6 GALV WALL VENT W/ SCRN & DMPR | each | each | 1 | 1 | Rough Material |  |  |  |  | Material | 12.72
30032 | 8 GALV WALL VENT W/ SCRN & DMPR | 30032 | 8 GALV WALL VENT W SCRN & DMPR | 8 GALV WALL VENT W SCRN & DMPR | each | each | 1 | 1 | Rough Material |  |  |  |  | Material | 20.83
30035 | 10 GALV WALL VENT W/ SCRN & DMPR | 30035 | 10 GALV WALL VENT W/ SCRN & DMPR | 10 GALV WALL VENT W/ SCRN & DMPR | each | each | 1 | 1 | Rough Material |  |  |  |  | Material | 40.75
30037 | 3 WHT ALUM UDR EAVE VENT | NS30000 | 3 WHIT ALUM UDR EAVE VENT | 3 WHIT ALUM UDR EAVE VENT | each | each | 1 | 1 | Rough Material |  |  |  |  | Material | 0
30040 | 4 WHT ALUM UDR EAVE VENT | 30040 | 4 WHIT ALUM UDR EAVE VENT | 4 WHIT ALUM UDR EAVE VENT | each | each | 1 | 1 | Rough Material |  |  |  |  | Material | 4.68
30045 | 3-1/4 X 10 BROAN 639 WALL CAP | 30045 | 3-1/4 X 10 BROAN 639 WALL CAP | 3-1/4 X 10 BROAN 639 WALL CAP | each | each | 1 | 1 | Rough Material |  |  |  |  | Material | 22.06
30060 | BROAN ROOF CAP 6 - 8 RND OR 3-1/4X10 DUCT | 30060 | ROOF CAP 6 - 8 RND OR 3-1/4X10 DUCT | ROOF CAP 6 - 8 RND OR 3-1/4X10 DUCT | each | each | 1 | 1 | Rough Material |  |  |  |  | Material | 28
30070 | ROOF CAP F/ RND DUCT UP TO 4 | 30070 | ROOF CAP F/ RND DUCT UP TO 4 | ROOF CAP F/ RND DUCT UP TO 4 | each | each | 1 | 1 | Rough Material |  |  |  |  | Material | 13.03
30050 | ROOF CAP 6 BLACK PLASTIC W DAMPER | 30050 | 6 BLAC PLAS ROOF CAP W/ DMPR | 6 BLAC PLAS ROOF CAP W/ DMPR | each | each | 1 | 1 | Rough Material |  |  |  |  | Material | 28
30073 | ROOF CAP 8 BLACK PLASTIC W DAMPER | 30073 | ROOF CAP 8 BLACK PLASTIC | ROOF CAP 8 BLACK PLASTIC | each | each | 1 | 1 | Rough Material |  |  |  |  | Material | 48.5
30075 | ROOF CAP 10 BLACK PLASTIC W DAMPER | 30075 | RCAP10 10" ROOF CAP WITH DAMPER | RCAP10 10" ROOF CAP WITH DAMPER | each | each | 1 | 1 | Rough Material |  |  |  |  | Material | 55.24
30100 | 3-1/2 DP DRYER BX F/ WALL | 30100 | 3-1/2 DP DRYER BX F/ 2X4 WALL | 3-1/2 DP DRYER BX F/ 2X4 WALL | each | each | 1 | 1 | Rough Material |  |  |  |  | Material | 32.14
30110 | 4-1/4 DP DRYER BX F/ 2X6 WALL
30120 | 2" PVC PIPE ROOF BOOT | 30120 | 2" PVC PIPE ROOF BOOT | 2" PVC PIPE ROOF BOOT | each | each | 1 | 1 | Rough Material |  |  |  |  | Material | 5.81
30130 | QUICKFLASH 4" PIPE WALL COVER | 30130 | QUICKFLASH 4" PIPE WALL COVER | QUICKFLASH 4" PIPE WALL COVER | each | each | 1 | 1 | Rough Material |  |  |  |  | Material | 5.87
30140 | QUICKFLASH 6" PIPE WALL COVER | 30140 | QUICKFLASH 6" PIPE WALL COVER | QUICKFLASH 6" PIPE WALL COVER | each | each | 1 | 1 | Rough Material |  |  |  |  | Material | 5.99
30150 | QUICKFLASH 8" PIPE WALL COVER | 30150 | QUICKFLASH 8" PIPE WALL COVER | QUICKFLASH 8" PIPE WALL COVER | each | each | 1 | 1 | Rough Material |  |  |  |  | Material | 9.99
30160 | QUICKFLASH WALL LINESET COVER | 30160 | QUICKFLASH WALL LINESET COVER | QUICKFLASH WALL LINESET COVER | each | each | 1 | 1 | Rough Material |  |  |  |  | Material | 16.68
30165 | QUICKFLASH WALL LINESET COVER - BRICK | 30165 | QUICKFLASH WALL LINESET COVER - BRICK | QUICKFLASH WALL LINESET COVER - BRICK | each | each | 1 | 1 | Rough Material |  |  |  |  | Material | 17.33
30170 | QUICKFLASH TAPE | 30170 | QUICKFLASH TAPE | QUICKFLASH TAPE | each | each | 1 | 1 | Rough Material |  |  |  |  | Material | 0
39000 | FIRE FOAM | 39000 | FIRE FOAM | FIRE FOAM | each | each | 1 | 1 | Rough Material |  |  |  |  | Material | 5.95
39005 | 10 X 12 16 GA NAIL PLATE | 39005 | 10 X 12 16 GA NAIL PLATE | 10 X 12 16 GA NAIL PLATE | each | each | 1 | 1 | Rough Material |  |  |  |  | Material | 4.37
39010 | 5X18 16 GA NAIL PLATE | 39010 | 5X18 16 GA 16 H NAIL PLT | 5X18 16 GA 16 H NAIL PLT | each | each | 1 | 1 | Rough Material |  |  |  |  | Material | 2.98
39015 | 5X8 16GA SELF NAILING BOCA PLT | 39015 | 5X8 16GA SELF NAILING BOCA PLT | 5X8 16GA SELF NAILING BOCA PLT | each | each | 1 | 1 | Rough Material |  |  |  |  | Material | 1.37
25760 | 15WB+ 10.1 OZ CART FIRE CAULK | 25760 | 15WB+ 10.1 OZ CART FIRE CAULK | 15WB+ 10.1 OZ CART FIRE CAULK | each | each | 1 | 1 | Rough Material |  |  |  |  | Material | 9.53
39020 | SILICONE TUBE (EA) | 39020 | SILICONE TUBE (EA) | SILICONE TUBE (EA) | each | each | 1 | 1 | Trim Material |  |  |  |  | Material | 4.88
39025 | ACETYLENE TANK | 39025 | ACETYLENE TANK | ACETYLENE TANK | each | each | 1 | 1 | Rough Material |  |  |  |  | Material | 127.47
39030 | OXYGEN TANK | 39030 | OXYGEN TANK | OXYGEN TANK | each | each | 1 | 1 | Rough Material |  |  |  |  | Material | 121.77
39035 | 40 CU NITROGEN TANK | 39035 | 40 CU NITROGEN TANK | 40 CU NITROGEN TANK | each | each | 1 | 1 | Rough Material |  |  |  |  | Material | 187.34
39040 | REFRIG RECLAIM TANK 50 LB | 39040 | REFRIG RECLAIM TANK 50 LB | REFRIG RECLAIM TANK 50 LB | each | each | 1 | 1 | FQI Material |  |  |  |  | Material | 170
39045 | 1-3/4X100 YARDS DUCT STRP BLAC | 39045 | 1-3/4X100 YARDS DUCT STRP BLAC | 1-3/4X100 YARDS DUCT STRP BLAC | each | each | 1 | 1 | Rough Material |  |  |  |  | Material | 4.47
39050 | 36" PANDUIT STRAPS | 39050 | 36" PANDUIT STRAPS | 36" PANDUIT STRAPS | each | each | 1 | 1 | Rough Material |  |  |  |  | Material | 0.22
39055 | 2 WOOD CHIP BRSH | 39055 | 2 WOOD HDL CHIP BRSH | 2 WOOD HDL CHIP BRSH | each | each | 1 | 1 | Rough Material |  |  |  |  | Material | 0.47
39061 | DUCT SEAL GRAY DP1030ATLGR - GALLON | 39061 | DUCT SEAL GRAY DP1030ATLGR - GALLON | DUCT SEAL GRAY DP1030ATLGR - GALLON | each | each | 1 | 1 | Rough Material |  |  |  |  | Material | 10.13
39065 | DUCT SEAL DP1010 - TUBE.. | 39065 | DUCT SEAL GRAY DP1010 - TUBE.. | DUCT SEAL GRAY DP1010 - TUBE.. | each | each | 1 | 1 | Rough Material |  |  |  |  | Material | 3.16
39070 | RUB & CORK ANTI VIB PAD 2X2 | 39070 | RUB & CORK ANTI VIB PAD 2X2 | RUB & CORK ANTI VIB PAD 2X2 | each | each | 1 | 1 | Rough Material |  |  |  |  | Material | 1.01
39075 | 3X60 AF099 FOIL TAPE SILVER UL 181A | 39075 | 3X60 AF099 FOIL TAPE SILVER UL 181A | 3X60 AF099 FOIL TAPE SILVER UL 181A | each | each | 1 | 1 | Rough Material |  |  |  |  | Material | 14.89
39076 | SILVER FSK DUCT TAPE | NS40100 | SILVER FSK DUCT TAPE | SILVER FSK DUCT TAPE | each | each | 1 | 1 | Supplies |  |  |  |  | Material | 0
39080 | 2X60 PC857 BLAC TAPE UL181B-FX | 39080 | 2X60 PC857 BLAC TAPE UL181B-FX | 2X60 PC857 BLAC TAPE UL181B-FX | each | each | 1 | 1 | Rough Material |  |  |  |  | Material | 13.2
39085 | 2X120 YD UL-181B-FX DUCT TAPE BLAC | 39085 | 2X120 YD UL-181B-FX DUCT TAPE BLAC | 2X120 YD UL-181B-FX DUCT TAPE BLAC | each | each | 1 | 1 | Rough Material |  |  |  |  | Material | 9.41
39090 | 4X4X8 CONCRETE BRICK | 39090 | 4X4X8 CONCRETE BRICK | 4X4X8 CONCRETE BRICK | each | each | 1 | 1 | Rough Material |  |  |  |  | Material | 0.98
39095 | 8X8X16 HOLLOW CNCRT BLOCK | 39095 | 8X8X16 HOLLOW CNCRT BLOCK | 8X8X16 HOLLOW CNCRT BLOCK | each | each | 1 | 1 | Rough Material |  |  |  |  | Material | 2.33
50110 | 1-5/8X1-5/8X10 14 GREE WSL STRUT
40030 | 9 5T AX SAWZALL BLD 5PK | 40030 | 9 5T AX SAWZALL BLD 5PK | 9 5T AX SAWZALL BLD 5PK | each | each | 1 | 1 | Supplies |  |  |  |  | Material | 1.65
40040 | 9 18T TORCH SAWZALL BLD 5PK | 40040 | 9 18T TORCH SAWZALL BLD 5PK | 9 18T TORCH SAWZALL BLD 5PK | each | each | 1 | 1 | Supplies |  |  |  |  | Material | 1.45
40060 | ACETYLENE TANK - REFILL ONLY | 40060 | ACETYLENE TANK - REFILL ONLY | ACETYLENE TANK - REFILL ONLY | each | each | 1 | 1 | Supplies |  |  |  |  | Material | 20.03
40070 | OXYGEN TANK - REFILL ONLY | 40070 | OXYGEN TANK - REFILL ONLY | OXYGEN TANK - REFILL ONLY | each | each | 1 | 1 | Supplies |  |  |  |  | Material | 7.51
40080 | 40 CU NITROGEN TANK - REFILL ONLY | 40080 | 40 CU NITROGEN TANK - REFILL ONLY | 40 CU NITROGEN TANK - REFILL ONLY | each | each | 1 | 1 | Supplies |  |  |  |  | Material | 12.89
40130 | 11" Nylon Wire Ties 100pk | 40130 | 11" Nylon Wire Ties 100pk | 11" Nylon Wire Ties 100pk | each | each | 1 | 1 | Supplies |  |  |  |  | Material | 6.37
40150 | 9/16 STAPLES 4000 PER BX
40190 | 72B WIRE NUT BLUE IOOPK | 40190 | 72B WIRE NUT BLUE 100PK | 72B WIRE NUT BLUE 100PK | each | each | 1 | 1 | Supplies |  |  |  |  | Material | 5.33
40200 | 73B WRE NUT ORAN IOOPK | 40200 | 73B WIRE NUT ORAN 100PK | 73B WIRE NUT ORAN 100PK | each | each | 1 | 1 | Supplies |  |  |  |  | Material | 7.71
40205 | 74B WIRE NUT YELL IOOPK | 40205 | 74B WIRE NUT YELL 100PK | 74B WIRE NUT YELL 100PK | each | each | 1 | 1 | Supplies |  |  |  |  | Material | 7.52
40210 | 5/8 ID X 100 CLR VINYL TUBE | 40210 | 5/8 ID X 100 CLR VINYL TUBE | 5/8 ID X 100 CLR VINYL TUBE | each | each | 1 | 1 | Supplies |  |  |  |  | Material | 10.27
40230 | 4X4 RUB & CORK ANTI PAD
40240 | *0219 LF 6% SILV BRAZ ROD | 40240 | *0219 LF 1# 6% SILV BRAZ ROD | *0219 LF 1# 6% SILV BRAZ ROD | each | each | 1 | 1 | Supplies |  |  |  |  | Material | 54.79
40250 | 6.5 OZ STAY SILV WHIT BRAZ FLUX | 40250 | 6.5 OZ STAY SILV WHIT BRAZ FLUX | 6.5 OZ STAY SILV WHIT BRAZ FLUX | each | each | 1 | 1 | Supplies |  |  |  |  | Material | 12.67
40260 | SAND CLO BROW 1.5X10 YDS | 40260 | SAND CLO BROW 1.5X10 YDS | SAND CLO BROW 1.5X10 YDS | each | each | 1 | 1 | Supplies |  |  |  |  | Material | 0
40270 | CALG 4182-24 CAL BLUE QT. | 40270 | CALG 4182-24 CAL BLUE QT. | CALG 4182-24 CAL BLUE QT. | each | each | 1 | 1 | Supplies |  |  |  |  | Material | 8.45
40290 | BLUE PIPE COMPOUND 1/2 PINT | 40290 | TRU BLUE PIPE COMPOUND 1/2 PINT | TRU BLUE PIPE COMPOUND 1/2 PINT | each | each | 1 | 1 | Supplies |  |  |  |  | Material | 10.85
40300 | SUPERSEAL FLEX NJ SEAL | 40300 | SUPERSEAL FLEX INJ SEAL | SUPERSEAL FLEX INJ SEAL | each | each | 1 | 1 | Supplies |  |  |  |  | Material | 5.87
40310 | LEAK DET PRO-BUBBLE | 40310 | LEAK DET PRO-BUBBLE | LEAK DET PRO-BUBBLE | each | each | 1 | 1 | Supplies |  |  |  |  | Material | 9.45
50080 | THERMO-TRAP SPRAY 32 OZ Heat Dissapating.. | 40320 | 32 OZ GEL HEAT DISSIPATING SPRY | 32 OZ GEL HEAT DISSIPATING SPRY | each | each | 1 | 1 | Supplies |  |  |  |  | Material | 25
40330 | 3/4X520 PTFE PIPE THRD TAPE | 40330 | 3/4X520 PTFE PIPE THRD TAPE | 3/4X520 PTFE PIPE THRD TAPE | each | each | 1 | 1 | Supplies |  |  |  |  | Material | 2.23
40340 | 8 OZ PURP PRMR / CLNR | 40340 | 8 OZ PURP PRMR / CLNR | 8 OZ PURP PRMR / CLNR | each | each | 1 | 1 | Supplies |  |  |  |  | Material | 4.43
40350 | 8 OZ PVC HD CLR CMM | 40350 | 8 OZ PVC HD CLR CMNT | 8 OZ PVC HD CLR CMNT | each | each | 1 | 1 | Supplies |  |  |  |  | Material | 4.54
40360 | 16 OZ PURP PRMR / CLNR
40370 | 16 OZ PURP PRMR - NSF LISTED
40380 | 16 OZ PVC HD CLR CMNT
40400 | *NLA 1/4X1-1/4 DRV NAIL HAMM ANCR | 40400 | *NLA 1/4X1-1/4 DRV NAIL HAMM ANCR | *NLA 1/4X1-1/4 DRV NAIL HAMM ANCR | each | each | 1 | 1 | Supplies |  |  |  |  | Material | 18.5
40410 | 10X1-1/4 PLAS ANCR KIT IOOPCS | 40410 | 10X1-1/4 PLAS ANCR KIT 100PCS | 10X1-1/4 PLAS ANCR KIT 100PCS | each | each | 1 | 1 | Supplies |  |  |  |  | Material | 8.15
40420 | BIT TIP TAP SCRW 100 H/HD 1/4
40430 | 8X3/4 BIT TIP TAP SCRW 1000 1/4
40440 | 8X3/4 BIT TIP TAP SCRW 500 H/HD 1/4
40450 | 10X3/4 BIT TIP TAP SCRW 500 5/16
40460 | 8X1/2 ZIP SCRW 1000 H/HD 1/4 | 40460 | 8X1/2 ZIP SCRW 1000 H/HD 1/4 | 8X1/2 ZIP SCRW 1000 H/HD 1/4 | each | each | 1 | 1 | Supplies |  |  |  |  | Material | 21.88
40470 | 8X3/4 ZIP SCRW H/HD 1/4 | 40470 | 8X3/4 ZIP SCRW H/HD 1/4 | 8X3/4 ZIP SCRW H/HD 1/4 | each | each | 1 | 1 | Supplies |  |  |  |  | Material | 96
40480 | 8X1 ZIP SCRW 1000 H/HD 1/4 | 40480 | 8X1 ZIP SCRW 1000 H/HD 1/4 | 8X1 ZIP SCRW 1000 H/HD 1/4 | each | each | 1 | 1 | Supplies |  |  |  |  | Material | 26.2
40490 | 8X2 ZIP SCRW 250 H/HD 1/4 | 40490 | 8X2 ZIP SCRW 250 H/HD 1/4 | 8X2 ZIP SCRW 250 H/HD 1/4 | each | each | 1 | 1 | Supplies |  |  |  |  | Material | 6.29
40500 | 8X2 ZIP SCRW WI-yr 250 WI-D 1/4 | 40500 | 8X2 ZIP SCRW WHT 250 H/HD 1/4 | 8X2 ZIP SCRW WHT 250 H/HD 1/4 | each | each | 1 | 1 | Supplies |  |  |  |  | Material | 68.64
40510 | 8X3 ZIP IN SCRW WHIT 150# TUB | 40510 | 8X3 ZIP IN SCRW WHIT 150# TUB | 8X3 ZIP IN SCRW WHIT 150# TUB | each | each | 1 | 1 | Supplies |  |  |  |  | Material | 19.19
40520 | 2 WOOD SAMMY 3/8 VERT GST 20 | 40520 | 2 WOOD SAMMY 3/8 VERT GST 20 | 2 WOOD SAMMY 3/8 VERT GST 20 | each | each | 1 | 1 | Supplies |  |  |  |  | Material | 0
40530 | DRYWALL SCREWS | 40540 | 16P NAILS | 16P NAILS | each | each | 1 | 1 | Supplies |  |  |  |  | Material | 0
40550 | 8P NAILS | 40550 | 8P NAILS | 8P NAILS | each | each | 1 | 1 | Supplies |  |  |  |  | Material | 0
40560 | ROOFING NAILS | 40560 | ROOFING NAILS | ROOFING NAILS | each | each | 1 | 1 | Supplies |  |  |  |  | Material | 0
40590 | 1/8X2X30 FT FOAM INSUL | 40590 | 1/8X2X30 FT FOAM INSUL | 1/8X2X30 FT FOAM INSUL | each | each | 1 | 1 | Supplies |  |  |  |  | Material | 20.4
40600 | 3/4X60 BLACK ELEC TAPE | 40600 | 3/4X60 BLACK ELEC TAPE | 3/4X60 BLACK ELEC TAPE | each | each | 1 | 1 | Supplies |  |  |  |  | Material | 1.75
40620 | 440 BUTYL GSKT TAPE | 40620 | 3/16X5/8X25 440 BUTYL GSKT TAPE | 3/16X5/8X25 440 BUTYL GSKT TAPE | each | each | 1 | 1 | Supplies |  |  |  |  | Material | 3.12
40630 | REGISIER TEXTURE WHITE SPRAY PAINT | 40630 | REGISTER TEXTURE WHITE SPRAY PAINT | REGISTER TEXTURE WHITE SPRAY PAINT | each | each | 1 | 1 | Supplies |  |  |  |  | Material | 5.86
40640 | BLACK FLAT SPRAY PAINT.. | 40640 | BLACK FLAT SPRAY PAINT.. | BLACK FLAT SPRAY PAINT.. | each | each | 1 | 1 | Supplies |  |  |  |  | Material | 8.62
40650 | WHITE SPRAY PAINT. | 40650 | WHITE SPRAY PAINT.. | WHITE SPRAY PAINT.. | each | each | 1 | 1 | Supplies |  |  |  |  | Material | 9.27
40660 | BROWN SPRAY PAINT.. | 40660 | BROWN SPRAY PAINT.. | BROWN SPRAY PAINT.. | each | each | 1 | 1 | Supplies |  |  |  |  | Material | 9.59
40670 | ROOF TAR | 40670 | ROOF TAR | ROOF TAR | each | each | 1 | 1 | Supplies |  |  |  |  | Material | 8.24
40680 | PAN SPRY CNDST PAN SEALER AERO BLAC | 40680 | PAN SPRY CNDST PAN SEALER AERO BLAC | PAN SPRY CNDST PAN SEALER AERO BLAC | each | each | 1 | 1 | Supplies |  |  |  |  | Material | 0
40690 | 8 OZ WD-40 LUB | 40690 | 8 OZ WD-40 LUB | 8 OZ WD-40 LUB | each | each | 1 | 1 | Supplies |  |  |  |  | Material | 9.1
40700 | THUMB GUM | 40700 | THUMB GUM | THUMB GUM | each | each | 1 | 1 | Supplies |  |  |  |  | Material | 13.83
40750 | 1" TAG - GAS METER 25 pk | 40750 | 1" METAL TAG - GAS METER 25 pk | 1" METAL TAG - GAS METER 25 pk | each | each | 1 | 1 | Supplies |  |  |  |  | Material | 22.82
50000 | 1/2 LIQUIDIITE (LN ET) | 50000 | 1/2 LIQUIDTITE (LIN FT) | 1/2 LIQUIDTITE (LIN FT) | each | each | 1 | 1 | Trim Material |  |  |  |  | Material | 150.22
50005 | 1/2 LIQUIDflTE SIRT CONN.. | 50005 | 1/2 LIQUIDTITE STRT CONN.. | 1/2 LIQUIDTITE STRT CONN.. | each | each | 1 | 1 | Trim Material |  |  |  |  | Material | 0
50010 | 1/2 LIQUIDTITE 90 CONN | 50010 | 1/2 LIQUIDTITE 90 CONN | 1/2 LIQUIDTITE 90 CONN | each | each | 1 | 1 | Trim Material |  |  |  |  | Material | 0.62
50020 | 3/8 VINYL TUBING (100' ROLL) | 50020 | 3/8 VINYL TUBING (100' ROLL) | 3/8 VINYL TUBING (100' ROLL) | each | each | 1 | 1 | Trim Material |  |  |  |  | Material | 11.45
50030 | 3/8X1/2 BARBED X MALE PLASTIC ADAPTER.. | 50030 | 3/8X1/2 BARBED X MALE PLASTIC ADAPTER.. | 3/8X1/2 BARBED X MALE PLASTIC ADAPTER.. | each | each | 1 | 1 | Trim Material |  |  |  |  | Material | 2.02
50035 | 3/8X3/4 BARBED X MALE PLASTIC ADAPIER | 50035 | 3/8X3/4 BARBED X MALE PLASTIC ADAPTER | 3/8X3/4 BARBED X MALE PLASTIC ADAPTER | each | each | 1 | 1 | Trim Material |  |  |  |  | Material | 3.03
50040 | 1/2X3/4 BARBED X MALE PLASTIC ADAPTER.. | 50040 | 1/2X3/4 BARBED X MALE PLASTIC ADAPTER.. | 1/2X3/4 BARBED X MALE PLASTIC ADAPTER.. | each | each | 1 | 1 | Trim Material |  |  |  |  | Material | 2.38
20340 | 1/2 cop CLAD 2H STRP | 20340 | 1/2 COP CLAD 2H STRP | 1/2 COP CLAD 2H STRP | each | each | 1 | 1 | Rough Material |  |  |  |  | Material | 0.06
20350 | 1/4 - 5/8 NHCRO CLW
20360 | 1/2 SS HOSE CI,W 3/8 - 7/8
| 1/2 HOSE CLAMP | 50050 | 1/2 HOSE CLAMP | 1/2 HOSE CLAMP | each | each | 1 | 1 | Trim Material |  |  |  |  | Material | 0.44
| 20 FT LIFT CNDST | 11110 | 20 FT LIFT CNDST PUMP W/ SWCH 115V | 20 FT LIFT CNDST PUMP W/ SWCH 115V | each | each | 1 | 1 | Trim Material |  |  |  |  | Material | 51.47
50060 | SHOE COVERS (BOX) | 50060 | SHOE COVERS (BOX) | SHOE COVERS (BOX) | each | each | 1 | 1 | Trim Material |  |  |  |  | Material | 9.07
50070 | PRO FLUSH 160Q PF-16.. | 50070 | PRO FLUSH 16OQ PF-16.. | PRO FLUSH 16OQ PF-16.. | each | each | 1 | 1 | Trim Material |  |  |  |  | Material | 0
50080 | THERMO-TRAP SPRAY 32 OZ Heat Dissapating.. | 50080 | THERMO-TRAP SPRAY 32 OZ Heat Dissapating.. | THERMO-TRAP SPRAY 32 OZ Heat Dissapating.. | each | each | 1 | 1 | Trim Material |  |  |  |  | Material | 5.76
50090 | MARKEL OUIDOOR TSTAT SPDT.. | 50090 | MARKEL OUTDOOR TSTAT SPDT.. | MARKEL OUTDOOR TSTAT SPDT.. | each | each | 1 | 1 | Trim Material |  |  |  |  | Material | 20.95
50100 | GOODMAN GOTI 860A OUTDOOR SENSOR | 50100 | GOODMAN GOT1860A OUTDOOR SENSOR | GOODMAN GOT1860A OUTDOOR SENSOR | each | each | 1 | 1 | Trim Material |  |  |  |  | Material | 50.76
50115 | HEAT REST FLAME\ SHIELD
50120 | DLX TEST LEAD KIT
50130 | 3/8 SWAGING SPIN SET W/ 6 TOOLS | 50130 | 3/8 SWAGING SPIN SET W/ 6 TOOLS | 3/8 SWAGING SPIN SET W/ 6 TOOLS | each | each | 1 | 1 | Rough Material |  |  |  |  | Material | 125.15
50140 | DU SIDE REV HEX WRCH
50150 | MANU CO TIE TOOL W/ GRIP
50160 | HPPE KNIT GLV CUT RES RUB PALM MED
50170 | HPPE KNIT GLV CUT RES RUB PALM LG
50175 | White Squeegee
50180 | Dewalt 20 V MAX 5/8 HAMMER DRILL
50190 | DEWALT MAX Cordless RECIP SAW | 50190 | DEWALT MAX Cordless RECIP SAW | DEWALT MAX Cordless RECIP SAW | each | each | 1 | 1 | Rough Material |  |  |  |  | Material | 0
50200 | NflLWAUKEE M18 2 Gallon Wet Vac | 50200 | MILWAUKEE M18 2 Gallon Wet Vac | MILWAUKEE M18 2 Gallon Wet Vac | each | each | 1 | 1 | Rough Material |  |  |  |  | Material | 0
50210 | Milwakee Ml 8 Cordless Drill and Impact | 50210 | Milwakee M18 Cordless Drill and Impact | Milwakee M18 Cordless Drill and Impact | each | each | 1 | 1 | Rough Material |  |  |  |  | Material | 0
50220 | Milwakiee Jobsite Tech Bag | 50220 | Milwakiee Jobsite Tech Bag | Milwakiee Jobsite Tech Bag | each | each | 1 | 1 | Rough Material |  |  |  |  | Material | 0
50230 | FLARING TOOL KIT
50240 | 1/4 - 7/8 TUBING BENDER KIT
50250 | PVC TUBING CUITERS
60000 | 3 AMP 120V 60HZ VAR SPEED CNTL | 60000 | 3 AMP 120V 60HZ VAR SPEED CNTL | 3 AMP 120V 60HZ VAR SPEED CNTL | each | each | 1 | 1 | Supplies |  |  |  |  | Material | 0
60010 | 3 AMP AUTO BLD FUSE | 60010 | 3 AMP AUTO BLD FUSE | 3 AMP AUTO BLD FUSE | each | each | 1 | 1 | Supplies |  |  |  |  | Material | 6.56
60020 | 5 AMP AUTO BLD FUSE | 60020 | 5 AMP AUTO BLD FUSE | 5 AMP AUTO BLD FUSE | each | each | 1 | 1 | Supplies |  |  |  |  | Material | 7.29
60030 | ZOOM SPT OILER | 60030 | ZOOM SPT OILER | ZOOM SPT OILER | each | each | 1 | 1 | Service |  |  |  |  | Material | 0
60040 | CORE / VAC / CHARGE TOOL | 60040 | CORE / VAC / CHARGE TOOL | CORE / VAC / CHARGE TOOL | each | each | 1 | 1 | Service |  |  |  |  | Material | 35.56
60050 | VAC PUMP OIL QT | 60050 | VAC PUMP OIL QT | VAC PUMP OIL QT | each | each | 1 | 1 | Service |  |  |  |  | Material | 11.78
60060 | 3 MFD 440V OVAL RUN CAP JARD | 60060 | 3 MFD 440V OVAL RUN CAP JARD | 3 MFD 440V OVAL RUN CAP JARD | each | each | 1 | 1 | Service |  |  |  |  | Material | 0
60070 | 4 MFD 440V OVAL RUN CAP JARD | 60070 | 4 MFD 440V OVAL RUN CAP JARD | 4 MFD 440V OVAL RUN CAP JARD | each | each | 1 | 1 | Service |  |  |  |  | Material | 0
60080 | 5 MFD 440/370V OVAL RUN USA CAP | 60080 | 5 MFD 440/370V OVAL RUN USA CAP | 5 MFD 440/370V OVAL RUN USA CAP | each | each | 1 | 1 | Service |  |  |  |  | Material | 9.6
60090 | 10 MFD 440/370V OVAL RUN USA CAP | 60090 | 10 MFD 440/370V OVAL RUN USA CAP | 10 MFD 440/370V OVAL RUN USA CAP | each | each | 1 | 1 | Service |  |  |  |  | Material | 0
60100 | 12.5 MFD 440/370V OVAL RUN USA CAP | 60100 | 12.5 MFD 440/370V OVAL RUN USA CAP | 12.5 MFD 440/370V OVAL RUN USA CAP | each | each | 1 | 1 | Service |  |  |  |  | Material | 0
60110 | 70/10 MFD 440/370V RND RUN USA CAP | 60110 | 70/10 MFD 440/370V RND RUN USA CAP | 70/10 MFD 440/370V RND RUN USA CAP | each | each | 1 | 1 | Service |  |  |  |  | Material | 0
60120 | 15 MFD 440/370V RND RUN USA CAP | 60120 | 15 MFD 440/370V RND RUN USA CAP | 15 MFD 440/370V RND RUN USA CAP | each | each | 1 | 1 | Service |  |  |  |  | Material | 0
60130 | 20 MFD 440/370V RND RUN USA CAP | 60130 | 20 MFD 440/370V RND RUN USA CAP | 20 MFD 440/370V RND RUN USA CAP | each | each | 1 | 1 | Service |  |  |  |  | Material | 0
60140 | 24V SPST TIME DELAY RLY | 60140 | 24V SPST TIME DELAY RLY | 24V SPST TIME DELAY RLY | each | each | 1 | 1 | Service |  |  |  |  | Material | 0
60150 | 40VA 120/208/240V TO 24V FT TRANS | 60150 | 40VA 120/208/240V TO 24V FT TRANS | 40VA 120/208/240V TO 24V FT TRANS | each | each | 1 | 1 | Service |  |  |  |  | Material | 49.1
60160 | 60 AMP NON FUSED DISC | 60160 | 60 AMP NON FUSED DISC | 60 AMP NON FUSED DISC | each | each | 1 | 1 | Service |  |  |  |  | Material | 0
60170 | 24V 2 POLE 30A CONTACTOR | 60170 | 24V 2 POLE 30A CONTACTOR | 24V 2 POLE 30A CONTACTOR | each | each | 1 | 1 | Service |  |  |  |  | Material | 0
60180 | COIL CLEANER (CONDENSER/OUTDOOR) | 60180 | COIL CLEANER (CONDENSER/OUTDOOR) | COIL CLEANER (CONDENSER/OUTDOOR) | each | each | 1 | 1 | Service |  |  |  |  | Material | 16.67
60185 | COIL CLEANER (INDOOR) | 60185 | COIL CLEANER (INDOOR) | COIL CLEANER (INDOOR) | each | each | 1 | 1 | Service |  |  |  |  | Material | 7.2
60190 | 3/8 SWT BI-FLOW H/P DRIER | 60190 | 3/8 SWT BI-FLOW H/P DRIER | 3/8 SWT BI-FLOW H/P DRIER | each | each | 1 | 1 | Service |  |  |  |  | Material | 20.86
60200 | 3 AMP PLAS FUSE BAG OF 25 | 60200 | 3 AMP PLAS FUSE BAG OF 25 | 3 AMP PLAS FUSE BAG OF 25 | each | each | 1 | 1 | Service |  |  |  |  | Material | 0.66
60201 | 4301-02 ACID SCAVENGER | 60201 | 4301-02 ACID SCAVENGER | 4301-02 ACID SCAVENGER | each | each | 1 | 1 | Service |  |  |  |  | Material | 25.8
60202 | KH43LZ074 FILTER DRIER | 60202 | KH43LZ074 FILTER DRIER | KH43LZ074 FILTER DRIER | each | each | 1 | 1 | Service |  |  |  |  | Material | 48.03
60203 | ZP25K7E-PFV-830 COMPRESSOR | 60203 | ZP25K7E-PFV-830 COMPRESSOR | ZP25K7E-PFV-830 COMPRESSOR | each | each | 1 | 1 | Service |  |  |  |  | Material | 864
60204 | ZP32K6E-PFV-830 COMPRESSOR | 60204 | ZP32K6E-PFV-830 COMPRESSOR | ZP32K6E-PFV-830 COMPRESSOR | each | each | 1 | 1 | Service |  |  |  |  | Material | 1264
60205 | HT01CN241 TRANSFORMER | 60205 | HT01CN241 TRANSFORMER | HT01CN241 TRANSFORMER | each | each | 1 | 1 | Service |  |  |  |  | Material | 49.1
60206 | HH12ZZ205 HIGH LIMIT SWITCH | 60206 | HH12ZZ205 HIGH LIMIT SWITCH | HH12ZZ205 HIGH LIMIT SWITCH | each | each | 1 | 1 | Service |  |  |  |  | Material | 13.2
60207 | HK06MB020 PRESSURE SWITCH | 60207 | HK06MB020 PRESSURE SWITCH | HK06MB020 PRESSURE SWITCH | each | each | 1 | 1 | Service |  |  |  |  | Material | 38.1
60208 | APG031KAB COMPRESSOR | 60208 | APG031KAB COMPRESSOR | APG031KAB COMPRESSOR | each | each | 1 | 1 | Service |  |  |  |  | Material | 686
60209 | ABG038KAB COMPRESSOR | 60209 | ABG038KAB COMPRESSOR | ABG038KAB COMPRESSOR | each | each | 1 | 1 | Service |  |  |  |  | Material | 795
60210 | TERMINAL SPADE CONNECTOR KIT | 60210 | TERMINAL SPADE CONNECTOR KIT | TERMINAL SPADE CONNECTOR KIT | each | each | 1 | 1 | Service |  |  |  |  | Material | 63.23
60211 | ZP25K6E-PFV-830 COMPRESSOR | 60211 | ZP25K6E-PFV-830 COMPRESSOR | ZP25K6E-PFV-830 COMPRESSOR | each | each | 1 | 1 | Service |  |  |  |  | Material | 719
60213 | HD42AQ252 MOTOR ECM 1/3HP | 60213 | HD42AQ252 MOTOR ECM 1/3HP | HD42AQ252 MOTOR ECM 1/3HP | each | each | 1 | 1 | Service |  |  |  |  | Material | 468.82
60215 | HD44AQ269 MOTOR ECM 1/2HP | 60215 | HD44AQ269 MOTOR ECM 1/2HP | HD44AQ269 MOTOR ECM 1/2HP | each | each | 1 | 1 | Service |  |  |  |  | Material | 419.17
60220 | 1/2" x 6' Electric Whip Connection | 60220 | 1/2" x 6' Electric Whip Connection | 1/2" x 6' Electric Whip Connection | each | each | 1 | 1 | Service |  |  |  |  | Material | 16.69
60230 | Diversitech SpeediChannel Kit - Gutter | 60230 | Diversitech SpeediChannel Kit - Gutter | Diversitech SpeediChannel Kit - Gutter | each | each | 1 | 1 | FQI Material |  |  |  |  | Material | 143.09
60250 | R410A REFRIGERANT | 60250 | R410A REFRIGERANT | R410A REFRIGERANT | each | each | 1 | 1 | FQI Material |  |  |  |  | Material | 280
60260 | FACTORY AUTHORIZED PARTS 337668-701 LOOSE PARTS BAG | 60260 | FACTORY AUTHORIZED PARTS 337668-701 LOOSE PARTS BAG | FACTORY AUTHORIZED PARTS 337668-701 LOOSE PARTS BAG | each | each | 1 | 1 | Service |  |  |  |  | Material | 55.49
60265 | FACTORY AUTHORIZED PARTS 348876-701 HARNESS ASSEMBLY | 60265 | FACTORY AUTHORIZED PARTS 348876-701 HARNESS ASSEMBLY | FACTORY AUTHORIZED PARTS 348876-701 HARNESS ASSEMBLY | each | each | 1 | 1 | Service |  |  |  |  | Material | 21.12
60270 | Factory Authorized Part - KA56GR140 Grommet | 60270 | Factory Authorized Part - KA56GR140 Grommet | Factory Authorized Part - KA56GR140 Grommet | each | each | 1 | 1 | Service |  |  |  |  | Material | 0.86
60275 | KNOB 341066-401 | 60275 | KNOB 341066-401 | KNOB 341066-401 | each | each | 1 | 1 | Service |  |  |  |  | Material | 1.17
60280 | KNOB BACK: 341065-401 | 60280 | KNOB BACK: 341065-401 | KNOB BACK: 341065-401 | each | each | 1 | 1 | Service |  |  |  |  | Material | 0.76
60300 | KGAET0201ETK EXTERNAL TRAP KIT | 60300 | KGAET0201ETK EXTERNAL TRAP KIT | KGAET0201ETK EXTERNAL TRAP KIT | each | each | 1 | 1 | Service |  |  |  |  | Material | 0
60305 | KGAAD0110PVC CPVC to PVC DRAIN ADAPTER | 60305 | KGAAD0110PVC CPVC to PVC DRAIN ADAPTER | KGAAD0110PVC CPVC to PVC DRAIN ADAPTER | each | each | 1 | 1 | Service |  |  |  |  | Material | 0
60390 | AGAGC8NPS01B GAS CONVERSTION KIT | 60390 | AGAGC8NPS01B GAS CONVERSTION KIT | AGAGC8NPS01B GAS CONVERSTION KIT | each | each | 1 | 1 | Service |  |  |  |  | Material | 120.88
60400 | AGAGC9NPS01C GAS CONVERSION KIT | 60400 | AGAGC9NPS01C GAS CONVERSION KIT | AGAGC9NPS01C GAS CONVERSION KIT | each | each | 1 | 1 | Service |  |  |  |  | Material | 95
60500 | 342796-75103 SLOPE COIL KIT | 60500 | 342796-75103 SLOPE COIL KIT | 342796-75103 SLOPE COIL KIT | each | each | 1 | 1 | Service |  |  |  |  | Material | 568
60505 | 331709-763 TXV KIT | 60505 | 331709-763 TXV KIT | 331709-763 TXV KIT | each | each | 1 | 1 | Service |  |  |  |  | Material | 221.81
60600 | 343313-75103 CONDENSATE PAN KIT | 60600 | 343313-75103 CONDENSATE PAN KIT | 343313-75103 CONDENSATE PAN KIT | each | each | 1 | 1 | Service |  |  |  |  | Material | 128.58
60605 | P257-FLEX1373 BLOWER MOTOR | 60605 | P257-FLEX1373 BLOWER MOTOR | P257-FLEX1373 BLOWER MOTOR | each | each | 1 | 1 | Service |  |  |  |  | Material | 265.68
60800 | LENNOX 619559-01 DEFROST CONTROL BOARD KIT | 60800 | LENNOX 619559-01 DEFROST CONTROL BOARD KIT | LENNOX 619559-01 DEFROST CONTROL BOARD KIT | each | each | 1 | 1 | Service |  |  |  |  | Material | 101
60810 | LENNOX THERM-O-DISC DEFROST 100503-06 | 60810 | LENNOX THERM-O-DISC DEFROST 100503-06 | LENNOX THERM-O-DISC DEFROST 100503-06 | each | each | 1 | 1 | Service |  |  |  |  | Material | 27.82
62200 | 343312-75101 CONDENSATE PAN (Replacement for Vertical pan FJ4DNXB36) | 62200 | 343312-75101 CONDENSATE PAN (Replacement for Vertical pan FJ4DNXB36) | 343312-75101 CONDENSATE PAN (Replacement for Vertical pan FJ4DNXB36) | each | each | 1 | 1 | Service |  |  |  |  | Material | 100.26
70000 | MAXICAP PROT F/ 325-5 GAS REG | 70000 | MAXICAP PROT F/ 325-5 GAS REG | MAXICAP PROT F/ 325-5 GAS REG | each | each | 1 | 1 | Gas Material |  |  |  |  | Material | 5.77
70010 | 1/2 - 3/4 BLK POLY TWIN CLAMP | 70010 | 1/2 - 3/4 BLK POLY TWIN CLAMP | 1/2 - 3/4 BLK POLY TWIN CLAMP | each | each | 1 | 1 | Gas Material |  |  |  |  | Material | 0.12
70015 | 3/8 MIP X 3/8 MIP X 24 GAS CONNECTOR | 70015 | 3/8 MIP X 3/8 MIP X 24 GAS CONN | 3/8 MIP X 3/8 MIP X 24 GAS CONN | each | each | 1 | 1 | Gas Material |  |  |  |  | Material | 10.65
70020 | 1/2 MIP X 1/2 MIP X 24 GAS CONNECTOR | 70020 | 1/2 MIP X 1/2 MIP X 24 GAS CONN | 1/2 MIP X 1/2 MIP X 24 GAS CONN | each | each | 1 | 1 | Gas Material |  |  |  |  | Material | 7.96
70022 | 1/2 MIP X 1/2 MIP X 36 GAS CONNECTOR | 70022 | 1/2 MIP X 1/2 MIP X 36 GAS CONN | 1/2 MIP X 1/2 MIP X 36 GAS CONN | each | each | 1 | 1 | Gas Material |  |  |  |  | Material | 10.12
70025 | 3/4 MIP X 3/4 MIP X 36 GAS CONNECTOR | 70025 | 3/4 MIP X 3/4 MIP X 36 GAS CONN | 3/4 MIP X 3/4 MIP X 36 GAS CONN | each | each | 1 | 1 | Gas Material |  |  |  |  | Material | 20.97
70030 | 1/2X10 BLK A53A S40 PIPE | 70030 | 1/2X10 BLK T&C A53A S40 PIPE | 1/2X10 BLK T&C A53A S40 PIPE | each | each | 1 | 1 | Gas Material |  |  |  |  | Material | 28.5
70040 | 1/2 BLK MI 150# BRS GJ UNION | 70040 | 1/2 BLK MI 150# BRS GJ UNION | 1/2 BLK MI 150# BRS GJ UNION | each | each | 1 | 1 | Gas Material |  |  |  |  | Material | 4.38
70050 | 1/2 BLK MI 150# 45 ELL | 70050 | 1/2 BLK MI 150# 45 ELL | 1/2 BLK MI 150# 45 ELL | each | each | 1 | 1 | Gas Material |  |  |  |  | Material | 0.98
70060 | 1/2 BLK MI 150# 90 ELL | 70060 | 1/2 BLK MI 150# 90 ELL | 1/2 BLK MI 150# 90 ELL | each | each | 1 | 1 | Gas Material |  |  |  |  | Material | 2.18
70065 | 1/2 BLK MI 150# ST 90 | 70065 | 1/2 BLK ST 90 | 1/2 BLK ST 90 | each | each | 1 | 1 | Gas Material |  |  |  |  | Material | 6.52
70070 | 1/2 BLK MI 150# CAP | 70070 | 1/2 BLK MI 150# CAP | 1/2 BLK MI 150# CAP | each | each | 1 | 1 | Gas Material |  |  |  |  | Material | 2.18
70080 | 1/2 BLK 150# COUP | 70080 | 1/2 BLK MI 150# COUP | 1/2 BLK MI 150# COUP | each | each | 1 | 1 | Gas Material |  |  |  |  | Material | 2.94
70090 | 1/2XCLOSE BLK STL | 70090 | 1/2XCLOSE BLK STL NIP | 1/2XCLOSE BLK STL NIP | each | each | 1 | 1 | Gas Material |  |  |  |  | Material | 1.78
70100 | 1/2X1-1/2 BLK STL NIP | 70100 | 1/2X1-1/2 BLK STL NIP | 1/2X1-1/2 BLK STL NIP | each | each | 1 | 1 | Gas Material |  |  |  |  | Material | 1.79
70110 | 1/2x2 BLK STL NIP | 70110 | 1/2X2 BLK STL NIP | 1/2X2 BLK STL NIP | each | each | 1 | 1 | Gas Material |  |  |  |  | Material | 1.49
70120 | 1/2X3 BLK STL NIP | 70120 | 1/2X3 BLK STL NIP | 1/2X3 BLK STL NIP | each | each | 1 | 1 | Gas Material |  |  |  |  | Material | 1.77
70130 | 1/2X4 BLK NIP | 70130 | 1/2X4 BLK STL NIP | 1/2X4 BLK STL NIP | each | each | 1 | 1 | Gas Material |  |  |  |  | Material | 2.57
70140 | 1/2X6 BLK SIL NIP | 70140 | 1/2X6 BLK STL NIP | 1/2X6 BLK STL NIP | each | each | 1 | 1 | Gas Material |  |  |  |  | Material | 2.79
70144 | 1/2X8 BLK STL NIP | 70144 | 1/2X8 BLK STL NIP | 1/2X8 BLK STL NIP | each | each | 1 | 1 | Gas Material |  |  |  |  | Material | 4.99
70150 | 1/2X12 BLK STL NIP | 70150 | 1/2X12 BLK STL NIP | 1/2X12 BLK STL NIP | each | each | 1 | 1 | Gas Material |  |  |  |  | Material | 7.13
70160 | 1/2 BLK Ml STL PLUG | 70160 | 1/2 BLK MI SLD PLUG | 1/2 BLK MI SLD PLUG | each | each | 1 | 1 | Gas Material |  |  |  |  | Material | 1.97
70170 | 1/2 BLK MI 150# TEE | 70170 | 1/2 BLK MI 150# TEE | 1/2 BLK MI 150# TEE | each | each | 1 | 1 | Gas Material |  |  |  |  | Material | 2.85
70180 | 1/2 BRZ LEV HDL 2PC GAS BV | 70180 | 1/2 BRZ LEV HDL 2PC GAS BV | 1/2 BRZ LEV HDL 2PC GAS BV | each | each | 1 | 1 | Gas Material |  |  |  |  | Material | 3.44
70190 | 1/2 OD X 1/2 FLR UNION | 70190 | 1/2 OD X 1/2 MIP FLR UNION | 1/2 OD X 1/2 MIP FLR UNION | each | each | 1 | 1 | Gas Material |  |  |  |  | Material | 9.62
70200 | 1/2 2 PSI LINE PRES REG | 70200 | 1/2 2 PSI LINE PRES REG | 1/2 2 PSI LINE PRES REG | each | each | 1 | 1 | Gas Material |  |  |  |  | Material | 16
70205 | 3/4 2 PSI LINE PRES REG | 70205 | 3/4 2 PSI LINE PRES REG | 3/4 2 PSI LINE PRES REG | each | each | 1 | 1 | Gas Material |  |  |  |  | Material | 45.04
70210 | 1/2X50 CSST TUBE (50 foot roll) | 70210 | 1/2X50 CSST TUBE (50 foot roll) | 1/2X50 CSST TUBE (50 foot roll) | each | each | 1 | 1 | Gas Material |  |  |  |  | Material | 121.86
70220 | 1/2X100 CSST TUBE (PER ROLL) | 70220 | 1/2X100 CSST TUBE (PER ROLL) | 1/2X100 CSST TUBE (PER ROLL) | each | each | 1 | 1 | Gas Material |  |  |  |  | Material | 243.73
70230 | 1/2X250 CSST TUBE (PER ROLL) | 70230 | 1/2X250 CSST TUBE (PER ROLL) | 1/2X250 CSST TUBE (PER ROLL) | each | each | 1 | 1 | Gas Material |  |  |  |  | Material | 608.93
70240 | 3/4X50 CSST TUBE (PER ROLL) | 70240 | 3/4X50 CSST TUBE (PER ROLL) | 3/4X50 CSST TUBE (PER ROLL) | each | each | 1 | 1 | Gas Material |  |  |  |  | Material | 159.04
70250 | 3/4XI00 CSST TUBE (PER ROLL) | 70250 | 3/4X100 CSST TUBE (PER ROLL) | 3/4X100 CSST TUBE (PER ROLL) | each | each | 1 | 1 | Gas Material |  |  |  |  | Material | 318.11
70260 | 3/4X250 CSST TUBE (PER ROLL) | 70260 | 3/4X250 CSST TUBE (PER ROLL) | 3/4X250 CSST TUBE (PER ROLL) | each | each | 1 | 1 | Gas Material |  |  |  |  | Material | 794.76
70700 | 1X50 CSST TUBE (PER ROLL) | 70700 | 1 X 50FT CSST | 1 X 50FT CSST | each | each | 1 | 1 | Gas Material |  |  |  |  | Material | 437.67
70705 | 1X100 CSST TUBE (PER ROLL) | 70705 | 1 X 100FT CSST | 1 X 100FT CSST | each | each | 1 | 1 | Gas Material |  |  |  |  | Material | 875.35
70270 | 1/2X1/2 NPT MALE MJ FTG | 70270 | 1/2X1/2 NPT MALE MJ FTG | 1/2X1/2 NPT MALE MJ FTG | each | each | 1 | 1 | Gas Material |  |  |  |  | Material | 10.08
70280 | 3/4X3/4 NPT MALE MJ FTG | 70280 | 3/4X3/4 NPT MALE MJ FTG | 3/4X3/4 NPT MALE MJ FTG | each | each | 1 | 1 | Gas Material |  |  |  |  | Material | 13.74
70290 | 1/2X1/2 NPT FEMALE MJ FTG | 70290 | 1/2X1/2 NPT FEM MJ FTG | 1/2X1/2 NPT FEM MJ FTG | each | each | 1 | 1 | Gas Material |  |  |  |  | Material | 0
70300 | 3/4X3/4 NPT FEMALE MJ FTG | 70300 | 3/4X3/4 NPT FEM MJ FTG | 3/4X3/4 NPT FEM MJ FTG | each | each | 1 | 1 | Gas Material |  |  |  |  | Material | 0
70310 | 1/2 APPL STUB OUT | 70310 | 1/2 APPL STUB OUT | 1/2 APPL STUB OUT | each | each | 1 | 1 | Gas Material |  |  |  |  | Material | 7.46
70320 | 3/4 APPL STUB OUT | 70320 | 3/4 APPL STUB OUT | 3/4 APPL STUB OUT | each | each | 1 | 1 | Gas Material |  |  |  |  | Material | 12.43
70330 | 1/2X7 MTR STUB OUT | 70330 | 1/2X7 MTR STUB OUT | 1/2X7 MTR STUB OUT | each | each | 1 | 1 | Gas Material |  |  |  |  | Material | 7.46
70340 | 1/2X12 STUB OUT | 70340 | 1/2X12 MTR STUB OUT | 1/2X12 MTR STUB OUT | each | each | 1 | 1 | Gas Material |  |  |  |  | Material | 2.22
70350 | 3/4X7 MTR STUB OUT | 70350 | 3/4X7 MTR STUB OUT | 3/4X7 MTR STUB OUT | each | each | 1 | 1 | Gas Material |  |  |  |  | Material | 11.18
70360 | 3/4X12 MTR STUB OUT | 70360 | 3/4X12 MTR STUB OUT | 3/4X12 MTR STUB OUT | each | each | 1 | 1 | Gas Material |  |  |  |  | Material | 11.43
70710 | 1 X 7 MTR STUB OUT | 70710 | 1 X 7 MTR STUBOUT | 1 X 7 MTR STUBOUT | each | each | 1 | 1 | Gas Material |  |  |  |  | Material | 15.23
70370 | 1/2 MANIFOLD W 4 1/2 OUT | 70370 | 1/2 MANIFOLD W 4 1/2 OUT | 1/2 MANIFOLD W 4 1/2 OUT | each | each | 1 | 1 | Gas Material |  |  |  |  | Material | 31.72
70380 | QUARTER STRIKER PLT | 70380 | QUARTER STRIKER PLT | QUARTER STRIKER PLT | each | each | 1 | 1 | Gas Material |  |  |  |  | Material | 1.06
70390 | HALF STRIKER PLT | 70390 | HALF STRIKER PLT | HALF STRIKER PLT | each | each | 1 | 1 | Gas Material |  |  |  |  | Material | 2.09
70400 | FULL STRIKER PIST | 70400 | FULL STRIKER PLST | FULL STRIKER PLST | each | each | 1 | 1 | Gas Material |  |  |  |  | Material | 4.35
70405 | DOUBLE TOP STRIKER PLATE | 70405 | DOUBLE TOP STRIKER PLATE | DOUBLE TOP STRIKER PLATE | each | each | 1 | 1 | Gas Material |  |  |  |  | Material | 2.09
70410 | IXI FT STRIP WND HOSE | 70410 | 1X1 FT STRIP WND HOSE | 1X1 FT STRIP WND HOSE | each | each | 1 | 1 | Gas Material |  |  |  |  | Material | 2.73
70420 | 1 1/2X1 FT STRIP WND HOSE | 70420 | 1 1/2X1 FT STRIP WND HOSE | 1 1/2X1 FT STRIP WND HOSE | each | each | 1 | 1 | Gas Material |  |  |  |  | Material | 9.77
70430 | WARD MANIFOLD BRACKET | 70430 | WARD MANIFOLD BRACKET | WARD MANIFOLD BRACKET | each | each | 1 | 1 | Gas Material |  |  |  |  | Material | 10.76
70680 | WARDF1ex 3-1/10 X 6-4/5 X 6-4/5 IN NPT GAS SUPPLY BOX | 70680 | WARDFlex 3-1/10 X 6-4/5 X 6-4/5 IN NPT GAS SUPPLY BOX | WARDFlex 3-1/10 X 6-4/5 X 6-4/5 IN NPT GAS SUPPLY BOX | each | each | 1 | 1 | Gas Material |  |  |  |  | Material | 48.43
70440 | 1/2" 0-15 PSI GAS TEST GAUGE | 70440 | 1/2" 0-15 PSI GAS TEST GAUGE | 1/2" 0-15 PSI GAS TEST GAUGE | each | each | 1 | 1 | Gas Material |  |  |  |  | Material | 11.12
70445 | 3/4" 0-30 PSI GAS TEST GAUGE | 70445 | 3/4" 0-30 PSI GAS TEST GAUGE | 3/4" 0-30 PSI GAS TEST GAUGE | each | each | 1 | 1 | Gas Material |  |  |  |  | Material | 11.12
70450 | 3/4X10 BLK T&C A53A S40 PIPE | 70450 | 3/4X10 BLK T&C A53A S40 PIPE | 3/4X10 BLK T&C A53A S40 PIPE | each | each | 1 | 1 | Gas Material |  |  |  |  | Material | 9.36
70460 | 3/4 BLK 150# BRS GJ UNION | 70460 | 3/4 BLK MI 150# BRS GJ UNION | 3/4 BLK MI 150# BRS GJ UNION | each | each | 1 | 1 | Gas Material |  |  |  |  | Material | 4.83
70470 | 3/4 BLKM 150# 45 ELL | 70470 | 3/4 BLK MI 150# 45 ELL | 3/4 BLK MI 150# 45 ELL | each | each | 1 | 1 | Gas Material |  |  |  |  | Material | 1.55
70480 | 3/4 BLKW 150# 90 ELL | 70480 | 3/4 BLK MI 150# 90 ELL | 3/4 BLK MI 150# 90 ELL | each | each | 1 | 1 | Gas Material |  |  |  |  | Material | 2.64
70485 | 3/4 BLK 150# ST 90 ELL | 70485 | 3/4 BLK MI 150# ST 90 ELL | 3/4 BLK MI 150# ST 90 ELL | each | each | 1 | 1 | Gas Material |  |  |  |  | Material | 6.82
70490 | 3/4 BLK 150# CAP | 70490 | 3/4 BLK MI 150# CAP | 3/4 BLK MI 150# CAP | each | each | 1 | 1 | Gas Material |  |  |  |  | Material | 2.94
70500 | 3/4 BLK Ml 150# COUP | 70500 | 3/4 BLK MI 150# COUP | 3/4 BLK MI 150# COUP | each | each | 1 | 1 | Gas Material |  |  |  |  | Material | 3.48
70510 | 3/4XCLOSE BLK STL NIP | 70510 | 3/4XCLOSE BLK STL NIP | 3/4XCLOSE BLK STL NIP | each | each | 1 | 1 | Gas Material |  |  |  |  | Material | 0.56
70520 | 3/4X1-1/2 BLK STL NIP | 70520 | 3/4X1-1/2 BLK STL NIP | 3/4X1-1/2 BLK STL NIP | each | each | 1 | 1 | Gas Material |  |  |  |  | Material | 5.94
70530 | 3/4X2 BLK STL NIP | 70530 | 3/4X2 BLK STL NIP | 3/4X2 BLK STL NIP | each | each | 1 | 1 | Gas Material |  |  |  |  | Material | 1.84
70540 | 3/4X3 BLK STL NIP | 70540 | 3/4X3 BLK STL NIP | 3/4X3 BLK STL NIP | each | each | 1 | 1 | Gas Material |  |  |  |  | Material | 2.1
70550 | 3/4X4 BLK SIL NIP | 70550 | 3/4X4 BLK STL NIP | 3/4X4 BLK STL NIP | each | each | 1 | 1 | Gas Material |  |  |  |  | Material | 2.58
70560 | 3/4X6 BLK STL NIP | 70560 | 3/4X6 BLK STL NIP | 3/4X6 BLK STL NIP | each | each | 1 | 1 | Gas Material |  |  |  |  | Material | 1.8
70570 | 3/4X12 BLK STL NIP | 70570 | 3/4X12 BLK STL NIP | 3/4X12 BLK STL NIP | each | each | 1 | 1 | Gas Material |  |  |  |  | Material | 11.91
70580 | 3/4 BLK SLD PLUG | 70580 | 3/4 BLK MI SLD PLUG | 3/4 BLK MI SLD PLUG | each | each | 1 | 1 | Gas Material |  |  |  |  | Material | 0.88
70590 | 3/4 BLK 150# TEE | 70590 | 3/4 BLK MI 150# TEE | 3/4 BLK MI 150# TEE | each | each | 1 | 1 | Gas Material |  |  |  |  | Material | 4.01
70600 | 3/4 BRZ LEV HDL 2PC GAS BV | 70600 | 3/4 BRZ LEV HDL 2PC GAS BV | 3/4 BRZ LEV HDL 2PC GAS BV | each | each | 1 | 1 | Gas Material |  |  |  |  | Material | 8.54
70610 | 3/4 OD X 3/4 FIR UNION | 70610 | 3/4 OD X 3/4 MIP FLR UNION | 3/4 OD X 3/4 MIP FLR UNION | each | each | 1 | 1 | Gas Material |  |  |  |  | Material | 0
70690 | 3/8X2 BLK sn NIP | 70690 | 3/8X2 BLK STL NIP | 3/8X2 BLK STL NIP | each | each | 1 | 1 | Gas Material |  |  |  |  | Material | 2
70691 | 1/2 X 3/8 BELL REDUCER | 70691 | 1/2 X 3/8 BELL REDUCER | 1/2 X 3/8 BELL REDUCER | each | each | 1 | 1 | Gas Material |  |  |  |  | Material | 3.03
70615 | 3/4 x 1/2" BLK BELL REDUCER | 70615 | 3/4 x 1/2" BLK BELL REDUCER | 3/4 x 1/2" BLK BELL REDUCER | each | each | 1 | 1 | Gas Material |  |  |  |  | Material | 3.48
70715 | 1 x 3/4 BELL REDUCER | 70715 | 1 x 3/4 BELL REDUCER | 1 x 3/4 BELL REDUCER | each | each | 1 | 1 | Gas Material |  |  |  |  | Material | 13.54
70720 | 1 BLKNfl 150# COUP | 70720 | 1 BLK MI 150# COUP | 1 BLK MI 150# COUP | each | each | 1 | 1 | Gas Material |  |  |  |  | Material | 5.25
70620 | 2 PSI GAS STICKER | 70620 | 2 PSI GAS STICKER | 2 PSI GAS STICKER | each | each | 1 | 1 | Gas Material |  |  |  |  | Material | 0.08
70630 | GAS STICKER SM OVAL 1OOO/ROLL | 70630 | GAS STICKER SM OVAL 1000/RL | GAS STICKER SM OVAL 1000/RL | each | each | 1 | 1 | Gas Material |  |  |  |  | Material | 0.03
70640 | LP GAS STICKER | 70640 | LP GAS STICKER | LP GAS STICKER | each | each | 1 | 1 | Gas Material |  |  |  |  | Material | 0.09
70650 | #12 X 500 RL GAS IRCR WIRE X | 70650 | #12 X 500 RL GAS TRCR WIRE X | #12 X 500 RL GAS TRCR WIRE X | each | each | 1 | 1 | Gas Material |  |  |  |  | Material | 114.4
70670 | Log Lighter Valve PFBVL2 1/2 in. FIP Connection Chrome Plated Straight | 70670 | Log Lighter Valve PFBVL2 1/2 in. FIP Connection Chrome Plated Straight Quarter Turn | Log Lighter Valve PFBVL2 1/2 in. FIP Connection Chrome Plated Straight Quarter Turn | each | each | 1 | 1 | Gas Material |  |  |  |  | Material | 21.24
70671 | CHAMPION-ARROWHEAD 1/2X12 POLISHED CHROME STRAIGHT LOG LlGHTER | 70671 | CHAMPION-ARROWHEAD 1/2X12 POLISHED CHROME STRAIGHT LOG LIGHTER VALVE KIT | CHAMPION-ARROWHEAD 1/2X12 POLISHED CHROME STRAIGHT LOG LIGHTER VALVE KIT | each | each | 1 | 1 | Gas Material |  |  |  |  | Material | 44.67
70672 | PROFLO ZINC 10 IN LOG LIGHTER KEY | 70672 | PROFLO ZINC 10 IN LOG LIGHTER KEY | PROFLO ZINC 10 IN LOG LIGHTER KEY | each | each | 1 | 1 | Gas Material |  |  |  |  | Material | 9.17
|  | NS50010 | Rough Labor - Tonnage ODU | Rough Labor - Tonnage ODU | each | each | 1 | 1 | Rough Labor |  |  |  |  | Labor | 40
|  | NS50011 | Rough Labor - Mini Split - Set Indoor and Outdoor | Rough Labor - Mini Split - Set Indoor and Outdoor | Ea | each | 1 | 1 | Rough Labor |  |  |  |  | Labor | 400
|  | NS50020 | Rough Labor - Set Air Handler - Attic | Rough Labor - Set Air Handler - Attic | each | each | 1 | 1 | Rough Labor |  |  |  |  | Labor | 125
|  | NS50030 | Rough Labor - Set Air Handler - Mech Room | Rough Labor - Set Air Handler - Mech Room | each | each | 1 | 1 | Rough Labor |  |  |  |  | Labor | 75
|  | NS50040 | Rough Labor - Supply Drop | Rough Labor - Supply Drop | each | each | 1 | 1 | Rough Labor |  |  |  |  | Labor | 20
|  | NS50050 | Rough Labor - Return Drop | Rough Labor - Return Drop | each | each | 1 | 1 | Rough Labor |  |  |  |  | Labor | 20
|  | NS50060 | Rough Labor - Return Box/Framing | Rough Labor - Return Box/Framing | each | each | 1 | 1 | Rough Labor |  |  |  |  | Labor | 15
|  | NS50070 | Rough Labor - Return Jumper Duct | Rough Labor - Return Jumper Duct | each | each | 1 | 1 | Rough Labor |  |  |  |  | Labor | 25
|  | NS50080 | Rough Labor - Wye | Rough Labor - Wye | each | each | 1 | 1 | Rough Labor |  |  |  |  | Labor | 10
|  | NS50090 | Rough Labor - Supply Distribution Box | Rough Labor - Supply Distribution Box | each | each | 1 | 1 | Rough Labor |  |  |  |  | Labor | 35
|  | NS50100 | Rough Labor - Zone Damper | Rough Labor - Zone Damper | each | each | 1 | 1 | Rough Labor |  |  |  |  | Labor | 15
|  | NS50110 | Rough Labor - Barometric Bypass Damper | Rough Labor - Barometric Bypass Damper | each | each | 1 | 1 | Rough Labor |  |  |  |  | Labor | 34
|  | NS50120 | Rough Labor - Supply Plenum Horizontal Duct (4' only) | Rough Labor - Supply Plenum Horizontal Duct (4' only) | each | each | 1 | 1 | Rough Labor |  |  |  |  | Labor | 30
|  | NS50130 | Rough Labor - Exhaust Fan | Rough Labor - Exhaust Fan | each | each | 1 | 1 | Rough Labor |  |  |  |  | Labor | 15
|  | NS50140 | Rough Labor - Dryer Vent - Ducted | Rough Labor - Dryer Vent - Ducted | each | each | 1 | 1 | Rough Labor |  |  |  |  | Labor | 55
|  | NS50150 | Rough Labor - Dryer Vent - Wall Cap only | Rough Labor - Dryer Vent - Wall Cap only | each | each | 1 | 1 | Rough Labor |  |  |  |  | Labor | 8
|  | NS50160 | Rough Labor - Laundry Room Transfer Grill | Rough Labor - Laundry Room Transfer Grill | each | each | 1 | 1 | Rough Labor |  |  |  |  | Labor | 8
|  | NS50170 | Rough Labor - Copper Lineset (50' Max) | Rough Labor - Copper Lineset (50' Max) | each | each | 1 | 1 | Rough Labor |  |  |  |  | Labor | 30
|  | NS50180 | Rough Labor - Copper Lineset (Ea Additional 25' Adder) | Rough Labor - Copper Lineset (Ea Additional 25' Adder) | each | each | 1 | 1 | Rough Labor |  |  |  |  | Labor | 32
|  | NS50190 | Rough Labor - Pressure Test on Copper | Rough Labor - Pressure Test on Copper | each | each | 1 | 1 | Rough Labor |  |  |  |  | Labor | 30
|  | NS50200 | Rough Labor - Thermostat Wire - AHU to wall mount location | Rough Labor - Thermostat Wire - AHU to wall mount location | each | each | 1 | 1 | Rough Labor |  |  |  |  | Labor | 20
|  | NS50210 | Rough Labor - Kitchen Range Vent - 6" Through Wall | Rough Labor - Kitchen Range Vent - 6" Through Wall | each | each | 1 | 1 | Rough Labor |  |  |  |  | Labor | 15
|  | NS50220 | Rough Labor - Kitchen Range Vent - Interior 6" Vented to Wall | Rough Labor - Kitchen Range Vent - Interior 6" Vented to Wall | each | each | 1 | 1 | Rough Labor |  |  |  |  | Labor | 55
|  | NS50230 | Rough Labor - Kitchen Range Vent - Interior 7"-8" Vented to Wall | Rough Labor - Kitchen Range Vent - Interior 7"-8" Vented to Wall | each | each | 1 | 1 | Rough Labor |  |  |  |  | Labor | 65
|  | NS50240 | Rough Labor - Kitchen Range Vent -Interior 10" Vented to Wall | Rough Labor - Kitchen Range Vent -Interior 10" Vented to Wall | each | each | 1 | 1 | Rough Labor |  |  |  |  | Labor | 110
|  | NS50250 | Rough Labor - Make Up Air - Kitchen Range Vent | Rough Labor - Make Up Air - Kitchen Range Vent | each | each | 1 | 1 | Rough Labor |  |  |  |  | Labor | 40
|  | NS50260 | Rough Labor - Flue Exhaust Pipe - Water Heater Only | Rough Labor - Flue Exhaust Pipe - Water Heater Only | each | each | 1 | 1 | Rough Labor |  |  |  |  | Labor | 65
|  | NS50270 | Rough Labor - Flue Exhaust Pipe - Gas Furnace Only | Rough Labor - Flue Exhaust Pipe - Gas Furnace Only | each | each | 1 | 1 | Rough Labor |  |  |  |  | Labor | 75
|  | NS50280 | Rough Labor - Flue Exhaust Combination Furnace and Water Heater | Rough Labor - Flue Exhaust Combination Furnace and Water Heater | each | each | 1 | 1 | Rough Labor |  |  |  |  | Labor | 110
|  | NS50290 | Rough Labor - Combustion Air Duct | Rough Labor - Combustion Air Duct | each | each | 1 | 1 | Rough Labor |  |  |  |  | Labor | 65
|  | NS50300 | Rough Labor - Third Floor Adder | Rough Labor - Third Floor Adder | each | each | 1 | 1 | Rough Labor |  |  |  |  | Labor | 184
|  | NS50310 | Rough Labor - Media Filter Cabinet | Rough Labor - Media Filter Cabinet | each | each | 1 | 1 | Rough Labor |  |  |  |  | Labor | 25
|  | NS50320 | Rough Labor - Humidifier - Bypass | Rough Labor - Humidifier - Bypass | each | each | 1 | 1 | Rough Labor |  |  |  |  | Labor | 25
|  | NS50330 | Rough Labor - Humidifier - Power | Rough Labor - Humidifier - Power | each | each | 1 | 1 | Rough Labor |  |  |  |  | Labor | 25
|  | NS50340 | Rough Labor - Drive Time beyond 1 hour | Rough Labor - Drive Time beyond 1 hour | each | each | 1 | 1 | Rough Labor |  |  |  |  | Labor | 50
|  | NS50350 | Trim Labor - Tonnage ODU | Trim Labor - Tonnage ODU | each | each | 1 | 1 | Trim Labor |  |  |  |  | Labor | 5
|  | NS50351 | Planned Trip Charge | Planned Trip Charge | Ea | each | 1 | 1 | Trim Labor |  |  |  |  | Labor | 125
|  | NS50360 | Trim Labor - Set Outdoor Unit | Trim Labor - Set Outdoor Unit | each | each | 1 | 1 | Trim Labor |  |  |  |  | Labor | 15
|  | NS50370 | Trim Labor - Wire Air Handler - Low Voltage Wiring | Trim Labor - Wire Air Handler - Low Voltage Wiring | each | each | 1 | 1 | Trim Labor |  |  |  |  | Labor | 5
|  | NS50380 | Trim Labor - Supply Register | Trim Labor - Supply Register | each | each | 1 | 1 | Trim Labor |  |  |  |  | Labor | 2
|  | NS50390 | Trim Labor - Return Grill | Trim Labor - Return Grill | each | each | 1 | 1 | Trim Labor |  |  |  |  | Labor | 3.5
|  | NS50400 | Trim Labor - Laundry Room Transfer Grills | Trim Labor - Laundry Room Transfer Grills | each | each | 1 | 1 | Trim Labor |  |  |  |  | Labor | 3.5
|  | NS50410 | Trim Labor - Zone Damper Wire Connections | Trim Labor - Zone Damper Wire Connections | each | each | 1 | 1 | Trim Labor |  |  |  |  | Labor | 5
|  | NS50420 | Trim Labor - Barometric Bypass Damper Set Up | Trim Labor - Barometric Bypass Damper Set Up | each | each | 1 | 1 | Trim Labor |  |  |  |  | Labor | 2.5
|  | NS50430 | Trim Labor - Exhaust Fan Motors and Covers Install | Trim Labor - Exhaust Fan Motors and Covers Install | each | each | 1 | 1 | Trim Labor |  |  |  |  | Labor | 5
|  | NS50440 | Trim Labor - Exhaust Wall/Soffit Cap Verification | Trim Labor - Exhaust Wall/Soffit Cap Verification | each | each | 1 | 1 | Trim Labor |  |  |  |  | Labor | 2
|  | NS50450 | Trim Labor - Dryer Vent - Wall Cap Verification | Trim Labor - Dryer Vent - Wall Cap Verification | each | each | 1 | 1 | Trim Labor |  |  |  |  | Labor | 2
|  | NS50460 | Trim Labor - Copper Connections Outside | Trim Labor - Copper Connections Outside | each | each | 1 | 1 | Trim Labor |  |  |  |  | Labor | 7
|  | NS50470 | Trim Labor - Copper Connections Inside | Trim Labor - Copper Connections Inside | each | each | 1 | 1 | Trim Labor |  |  |  |  | Labor | 7
|  | NS50480 | Trim Labor - Vacuum Lineset | Trim Labor - Vacuum Lineset | each | each | 1 | 1 | Trim Labor |  |  |  |  | Labor | 10
|  | NS50490 | Trim Labor - Thermostat Wiring and Mounting | Trim Labor - Thermostat Wiring and Mounting | each | each | 1 | 1 | Trim Labor |  |  |  |  | Labor | 5
|  | NS50500 | Trim Labor - Kitchen Range Vent Installation - Microvave | Trim Labor - Kitchen Range Vent Installation - Microvave | each | each | 1 | 1 | Trim Labor |  |  |  |  | Labor | 45
|  | NS50510 | Trim Labor - Kitchen Range Hood Installation 8-10" | Trim Labor - Kitchen Range Hood Installation 8-10" | each | each | 1 | 1 | Trim Labor |  |  |  |  | Labor | 110
|  | NS50520 | Trim Labor - Make Up Air - Kitchen Range Vent | Trim Labor - Make Up Air - Kitchen Range Vent | each | each | 1 | 1 | Trim Labor |  |  |  |  | Labor | 10
|  | NS50530 | Trim Labor - Flue Exhaust Pipe - Water Heater Only | Trim Labor - Flue Exhaust Pipe - Water Heater Only | each | each | 1 | 1 | Trim Labor |  |  |  |  | Labor | 65
|  | NS50540 | Trim Labor - Flue Exhaust Pipe - Gas Furnace Only | Trim Labor - Flue Exhaust Pipe - Gas Furnace Only | each | each | 1 | 1 | Trim Labor |  |  |  |  | Labor | 75
|  | NS50550 | Trim Labor - Humidifier Install | Trim Labor - Humidifier Install | each | each | 1 | 1 | Trim Labor |  |  |  |  | Labor | 25
|  | NS50560 | Trim Labor - Reinstall Condensate Drain | Trim Labor - Reinstall Condensate Drain | each | each | 1 | 1 | Trim Labor |  |  |  |  | Labor | 25
|  | NS50570 | Trim Labor - Extend Lineset | Trim Labor - Extend Lineset | each | each | 1 | 1 | Trim Labor |  |  |  |  | Labor | 20
|  | NS50580 | Trim Labor - Braze Lineset in Attic Space | Trim Labor - Braze Lineset in Attic Space | each | each | 1 | 1 | Trim Labor |  |  |  |  | Labor | 25
|  | NS50590 | Trim Labor - Uncover Return, Supply, or Laundry Grill | Trim Labor - Uncover Return, Supply, or Laundry Grill | each | each | 1 | 1 | Trim Labor |  |  |  |  | Labor | 20
|  | NS50600 | Trim Labor - Find Leak or kinked Lineset - Braze and pressure | Trim Labor - Find Leak or kinked Lineset - Braze and pressure | each | each | 1 | 1 | Trim Labor |  |  |  |  | Labor | 50
|  | NS50610 | Trim Labor - Level Outdoor unit beyond normal circumstances | Trim Labor - Level Outdoor unit beyond normal circumstances | each | each | 1 | 1 | Trim Labor |  |  |  |  | Labor | 40
|  | NS50620 | Trim Labor - Relocate Exhaust Fan reconnect Duct | Trim Labor - Relocate Exhaust Fan reconnect Duct | each | each | 1 | 1 | Trim Labor |  |  |  |  | Labor | 50
|  | NS50630 | Trim Labor - Uncover Thermostat Wire | Trim Labor - Uncover Thermostat Wire | each | each | 1 | 1 | Trim Labor |  |  |  |  | Labor | 25
|  | NS50640 | Trim Labor - Install Outdoor Unit Only (includes Trip Charge) | Trim Labor - Install Outdoor Unit Only (includes Trip Charge) | each | each | 1 | 1 | Trim Labor |  |  |  |  | Labor | 75
|  | NS50650 | Trim Labor - Drive Time beyond 1 hour | Trim Labor - Drive Time beyond 1 hour | each | each | 1 | 1 | Trim Labor |  |  |  |  | Labor | 25
|  | NS50660 | Gas Labor - Tonnage (outdoor Unit only) | Gas Labor - Tonnage (outdoor Unit only) | each | each | 1 | 1 | Gas Labor |  |  |  |  | Labor | 5
|  | NS50670 | Gas Labor - Meter / House Set Up | Gas Labor - Meter / House Set Up | each | each | 1 | 1 | Gas Labor |  |  |  |  | Labor | 65
|  | NS50680 | Gas Labor - Per Gas Opening (Gas Furnace, WH, FP, Range, etc) | Gas Labor - Per Gas Opening (Gas Furnace, WH, FP, Range, etc) | each | each | 1 | 1 | Gas Labor |  |  |  |  | Labor | 40
|  | NS50690 | Gas Labor - Per Gas Opening - Tankless WH | Gas Labor - Per Gas Opening - Tankless WH | each | each | 1 | 1 | Gas Labor |  |  |  |  | Labor | 60
|  | NS50700 | Gas Labor - UpsizeGas Main to Manifold - Â½" up to Â¾" CSST | Gas Labor - UpsizeGas Main to Manifold - Â½" up to Â¾" CSST | each | each | 1 | 1 | Gas Labor |  |  |  |  | Labor | 30
|  | NS50710 | Gas Labor - Upsize Home Run Gas Line - Â½" up to Â¾" CSST | Gas Labor - Upsize Home Run Gas Line - Â½" up to Â¾" CSST | each | each | 1 | 1 | Gas Labor |  |  |  |  | Labor | 30
|  | NS50720 | Gas Labor - Log Lighter | Gas Labor - Log Lighter | each | each | 1 | 1 | Gas Labor |  |  |  |  | Labor | 50
|  | NS50730 | Gas Labor - Manifold | Gas Labor - Manifold | each | each | 1 | 1 | Gas Labor |  |  |  |  | Labor | 15
|  | NS50740 | Gas Labor - Appliance Box | Gas Labor - Appliance Box | each | each | 1 | 1 | Gas Labor |  |  |  |  | Labor | 30
|  | NS50750 | Gas Labor - Key Valve | Gas Labor - Key Valve | each | each | 1 | 1 | Gas Labor |  |  |  |  | Labor | 30
|  | NS50760 | Gas Labor - Gas Lantern Set Up | Gas Labor - Gas Lantern Set Up | each | each | 1 | 1 | Gas Labor |  |  |  |  | Labor | 50
|  | NS50770 | Gas Labor - Home Run Gas Line Length Adder (25' - 50') | Gas Labor - Home Run Gas Line Length Adder (25' - 50') | each | each | 1 | 1 | Gas Labor |  |  |  |  | Labor | 25
|  | NS50780 | Gas Labor - Home Run Gas Line Length Adder (51' -100') | Gas Labor - Home Run Gas Line Length Adder (51' -100') | each | each | 1 | 1 | Gas Labor |  |  |  |  | Labor | 50
|  | NS50790 | Gas Labor - Home Run Gas Line Length Adder (100' +) | Gas Labor - Home Run Gas Line Length Adder (100' +) | each | each | 1 | 1 | Gas Labor |  |  |  |  | Labor | 100
|  | NS50800 | Gas Labor - Air Test - Pressure | Gas Labor - Air Test - Pressure | each | each | 1 | 1 | Gas Labor |  |  |  |  | Labor | 30
|  | NS50810 | Gas Labor - Drive Time beyond 1 hour | Gas Labor - Drive Time beyond 1 hour | each | each | 1 | 1 | Gas Labor |  |  |  |  | Labor | 25
|  | NS50820 | FQI Labor | FQI Labor | each | each | 1 | 1 | FQI Labor |  |  |  |  | Labor | 96
|  | NS50830 | Delivery Labor - Material Delivery to Jobsite | Delivery Labor - Material Delivery to Jobsite | each | each | 1 | 1 | Delivery Labor |  |  |  |  | Labor | 150
|  | NS50840 | Roof Labor | Roof Labor | each | each | 1 | 1 | Roof Labor |  |  |  |  | Labor | 50
|  | NS50850 | General Labor | General Labor | each | each | 1 | 1 | General Labor |  |  |  |  | Labor | 32
|  | NS50860 | Warranty Labor | Warranty Labor | each | each | 1 | 1 | Warranty Labor |  |  |  |  | Labor | 125
|  | NS50870 | Rough Incentive Labor | Rough Incentive Labor | each | each | 1 | 1 | Rough Incentive Labor |  |  |  |  | Labor | 50
|  | NS50880 | Trim Incentive Labor | Trim Incentive Labor | each | each | 1 | 1 | Trim Incentive Labor |  |  |  |  | Labor | 25
|  | NS50890 | Gas Incentive Labor | Gas Incentive Labor | each | each | 1 | 1 | Gas Incentive Labor |  |  |  |  | Labor | 25
|  | NS50900 | Non-Taxable Sales Tax | Non-Taxable Sales Tax | each | each | 1 | 1 | COGS |  |  |  |  | Material | 0
|  | NS50910 | Permits | Permits | each | each | 1 | 1 | COGS |  |  |  |  | Material | 0
|  | NS50920 | Back Charges | Back Charges | each | each | 1 | 1 | COGS |  |  |  |  | Material | 0
|  | NS50930 | Rentals | Rentals | each | each | 1 | 1 | COGS |  |  |  |  | Material | 0
|  | NS50940 | Freight | Freight | each | each | 1 | 1 | COGS |  |  |  |  | Material | 0
|  | NS50950 | Inflation | Inflation | each | each | 1 | 1 | COGS |  |  |  |  | Material | 0
|  | NS50960 | Supplies | Supplies | each | each | 1 | 1 | COGS |  |  |  |  | Material | 0
|  | NS50970 | Warranty Materials | Warranty Materials | each | each | 1 | 1 | COGS |  |  |  |  | Material | 0

## Sheet9
17200 | CONDENSATE PUMP PRO CP 225 | 1 | 45.44 | each | 45.44
17220 | 3/8 x 3/4 Barb x MIP | 1 | 4.2 | each | 4.2
17610 | 30X34 24GA DRN PAN NO HOLE | 1 | 36.38 | each | 36.38
17660 | 36X80 24GA DRN PAN | 1 | 65.54 | each | 65.54
18610 | 120 26GA DRV CLEAT | 2 | 3.16 | each | 6.32
20000 | 10X4X4 STRT BOOT | 7 | 3.55 | each | 24.85
20010 | 10X4X6 STRT BOOT | 10 | 3.17 | each | 31.7
20020 | 12X4X7 STRT BOOT | 6 | 4.04 | each | 24.24
20060 | 10X4X4 90 ANGLE BOOT | 1 | 4.16 | each | 4.16
20070 | 10X4X6 90 ANGLE BOOT | 3 | 3.17 | each | 9.51
20080 | 12X4X7 90 ANGLE BOOT | 2 | 4.43 | each | 8.86
20090 | 14X4X8 90 ANGLE BOOT | 1 | 7.12 | each | 7.12
20100 | 14X6X8 90 ANGLE BOOT | 1 | 5.51 | each | 5.51
20120 | 10X4X4 CNTR END BOOT | 1 | 4.7 | each | 4.7
20130 | 10X4X6 CNTR END BOOT | 2 | 4.25 | each | 8.5
20140 | 12X4X7 CNTR END BOOT | 2 | 5.45 | each | 10.9
20150 | 14X4X8 CNTR END BOOT | 1 | 7.12 | each | 7.12
20160 | 14X6X8 CNTR END BOOT | 1 | 7.21 | each | 7.21
20180 | 10X4 BOOT FRM 24 | 15 | 3.4 | each | 51
20200 | 12X4 BOOT FRM 24 | 4 | 3.4 | each | 13.6
20280 | 8 MET START COLLAR | 4 | 1.7 | each | 6.8
20300 | 10 MET START COLLAR | 2 | 2.19 | each | 4.38
20310 | 12 MET START COLLAR | 1 | 3.55 | each | 3.55
20330 | 16 MET START COLLAR | 1 | 3.77 | each | 3.77
20360 | 4 DB START COLLAR | 9 | 1.23 | each | 11.07
20370 | 6 DB START COLLAR | 13 | 1.45 | each | 18.85
20380 | 7 DB START COLLAR | 10 | 1.71 | each | 17.1
20390 | 8 DB START COLLAR | 4 | 1.99 | each | 7.96
20410 | 10 DB START COLLAR | 6 | 2.49 | each | 14.94
20420 | 12 DB START COLLAR | 9 | 2.87 | each | 25.83
20440 | 16 DB START COLLAR | 1 | 12.05 | each | 12.05
20650 | 8X6X6 26GA WYE | 2 | 10.31 | each | 20.62
20700 | 10X8X8 26GA WYE | 2 | 14.35 | each | 28.7
20730 | 4 28GA 90 ELBOW | 6 | 2.47 | each | 14.82
20780 | 10 30GA 90 ELBOW | 6 | 5.56 | each | 33.36
20850 | 6 30GA FLEX DUCT CONN | 3 | 1.21 | each | 3.63
20860 | 7 30GA FLEX DUCT CONN | 4 | 2.53 | each | 10.12
20870 | 8 30GA FLEX DUCT CONN | 1 | 1.62 | each | 1.62
20890 | 10 30GA FLEX DUCT CONN | 3 | 3.39 | each | 10.17
20900 | 12 30GA FLEX DUCT CONN | 4 | 3.57 | each | 14.28
23000 | 4X5 FT 28GA SNLK RND PIPE | 10 | 6.88 | each | 68.8
23050 | 10X5 FT 28GA SNLK RND PIPE | 10 | 16.72 | each | 167.2
23110 | 4X25 BLAC VINYL FLEX AIR DUCT R4.2 | 12 | 19.82 | each | 237.84
23120 | 6X25 BLAC VINYL FLEX AIR DUCT R4.2 | 16 | 25.48 | each | 407.68
23130 | 7X25 BLAC VINYL FLEX AIR DUCT R4.2 | 9 | 27.67 | each | 249.03
23140 | 8X25 BLAC VINYL FLEX AIR DUCT R4.2 | 7 | 30.9 | each | 216.3
23160 | 10X25 BLAC VINYL FLEX AIR DUCT R4.2 | 7 | 38.95 | each | 272.65
23170 | 12X25 BLAC VINYL FLEX AIR DUCT R4.2 | 6 | 47.52 | each | 285.12
23190 | 16X25 BLAC VINYL FLEX AIR DUCT R4.2 | 1 | 67.78 | each | 67.78
24000 | 3/4X10 PVC DWV S40 PE PIPE | 8 | 4.15 | each | 33.2
24020 | 3/4 PVC S40 SXS 90 ELL | 8 | 0.51 | each | 4.08
24040 | 3/4 PVC S40 SOC CAP | 2 | 0.46 | each | 0.92
24050 | 3/4 PVC S40 SXS COUP | 2 | 0.39 | each | 0.78
24060 | 3/4 PVC S40 SXM ADPT | 2 | 0.43 | each | 0.86
24080 | 3/4 PVC S40 SXSXS TEE | 2 | 0.66 | each | 1.32
24090 | 3/4 PVC J TRAP | 2 | 1.5 | each | 3
24160 | 2X10 FT PVC DWV S40 PE PIPE | 5 | 23.48 | each | 117.4
24170 | 2 PVC S40 SXS 45 ELL | 4 | 1.98 | each | 7.92
24180 | 2 PVC S40 SXS LS 90 ELL | 4 | 4.06 | each | 16.24
24200 | 2 PVC S40 SXS COUP | 4 | 0.88 | each | 3.52
25160 | PANASONIC FV-08VRE2 CAN FAN LIGHT 80 CFM | 6 | 160.99 | each | 965.94
25190 | BROAN MD10TU FRESH AIR | 1 | 242.06 | each | 242.06
26000 | 4 PLAS DRYER V/HOOD W TLPC WHITE ASSEMBLY | 4 | 3.71 | each | 14.84
26020 | 4 WHT ALUM UDR EAVE VENT | 4 | 4.68 | each | 18.72
26030 | 6 GALV WALL VENT W/ SCRN & DMPR | 2 | 24.51 | each | 49.02
26050 | 10 GALV WALL VENT W/ SCRN & DMPR | 2 | 40.75 | each | 81.5
26120 | 3-1/2 DP DRYER BX F/ 2X4 WALL | 2 | 33.81 | each | 67.62
26510 | SS2 SEC LINE OVERFLOW SAFE-T-SWC | 2 | 22.75 | each | 45.5
26520 | AQUAGUARD AGI 100+ PAN FLOAT SWITCH | 2 | 13.26 | each | 26.52
27010 | 18/08 UL TSTAT WIRE 250 FT SPL | 1 | 91.5 | each | 91.5
27070 | 10 RND ZONE DAMPER - ARD10TZ HONEYWELL | 1 | 111 | each | 111
27080 | 12 RND ZONE DAMPER - ARD12TZ HONEYWELL | 3 | 116.1 | each | 348.3
27130 | 12 BYPASS DAMPER - CPRD12 HONEYWELL | 1 | 92.2 | each | 92.2
29420 | 3/8X3/4X1/2X50 COP PE LINESET | 2 | 175 | each | 350
29430 | 3/8X7/8X1/2X50 COP PE LINESET | 1 | 265.89 | each | 265.89
29480 | 7/8 ID X 1/2 X 72 PIPE INSUL | 6 | 2.2 | each | 13.2
39000 | FIRE FOAM | 2 | 5.95 | each | 11.9
39020 | 5X18 16 GA NAIL PLATE | 6 | 2.98 | each | 17.88
39030 | 5X8 16GA SELF NAILING BOCA PLT | 10 | 1.37 | each | 13.7
39050 | SILICONE TUBE (EA) | 1 | 4.88 | each | 4.88
39110 | 1-1/2 X 100 FT COIL 30 GA GALV HGR STRP | 1 | 17.24 | each | 17.24
39120 | 1-3/4X100 YARDS DUCT STRP BLAC | 5 | 4.55 | each | 22.75
39130 | 36" PANDUIT STRAPS | 200 | 0.199 | each | 39.8
39140 | 2 WOOD CHIP BRSH | 4 | 0.45 | each | 1.8
39150 | DUCT SEAL GRAY DP1030ATLGR - GALLON | 2 | 15.88 | each | 31.76
39170 | RUB & CORK ANTI VIB PAD 2X2 | 12 | 1.2 | each | 14.4
39180 | 3X60 AF099 FOIL TAPE SILVER UL 181A | 2 | 15.6 | each | 31.2
39210 | 2X120 YD BLACK FLEX TAPE - DC 181 | 5 | 9.27 | each | 46.35
39220 | 4X4X8 CONCRETE BRICK | 4 | 0.98 | each | 3.92
39230 | 8X8X16 HOLLOW CNCRT BLOCK | 3 | 2.33 | each | 6.99
39240 | 2" PVC PIPE ROOF BOOT | 2 | 5.81 | each | 11.62
40095 | 3/8 ID X 50 CLR VINYL TUBE - 738 | 1 | 13.42 | each | 13.42
17210 | 3/8 x 1/2 Barb x MIP - 701-012D |  | 3.85 | each | 0
17230 | 1/2 x 3/4 Barb x MIP - 701-002D |  | 3.25 | each | 0
17500 | 32X32X3 PLASTIC EQUIP PAD |  | 47.93 | each | 0
17520 | 36X40X3 PLASTIC EQUIP PAD |  |  | each | 0
17600 | 24X34 24GA DRN PAN NO HOLE |  | 35.75 | each | 0
17620 | 30X36 24GA DRN PAN |  |  | each | 0
17630 | 30X60 24GA DRN PAN |  | 48.62 | each | 0
17640 | 32X70 24GA DRN PAN |  |  | each | 0
17650 | 34X75 24GA DRN PAN |  | 61.95 | each | 0
17670 | 12X10X3-1/2 GAS BOX - NO HOLE |  | 9 | each | 0
18000 | 11X17X24 DB PLENUM W CAP R8 |  | 44.68 | each | 0
18010 | 11X17X24 DB SLEEVE - NO CAP R8 |  | 36.76 | each | 0
18020 | 11X17X48 DB PLENUM W CAP R8 |  | 59.87 | each | 0
18030 | 11-1/4X18X24 DB PLENUM W CAP R8 |  | 31.08 | each | 0
18040 | 11-1/4X18X24 DB SLEEVE NO CAP R8 |  | 30 | each | 0
18050 | 11-1/4X18X48 DB PLENUM W CAP R8 |  | 62.16 | each | 0
18060 | 14-1/2X18X24 DB PLENUM W CAP R8 |  | 33.46 | each | 0
18070 | 14-1/2X18X48DB SLEEVE NO CAP R8 |  | 32 | each | 0
18080 | 14-1/2X18X48 DB PLENUM W CAP R8 |  | 62.58 | each | 0
18100 | 14-3/4X17X24 DB SLEEVE - NO CAP R8 |  | 38.8 | each | 0
18120 | 17X17X24 DB PLENUM W CAP R8 |  | 47.97 | each | 0
18130 | 17X17X24 DB SLEEVE - NO CAP R8 |  | 40.02 | each | 0
18140 | 17X17X48 DB PLENUM W CAP R8 |  | 66.39 | each | 0
18150 | 18X18X24 DB PLENUM W CAP R8 |  | 35.27 | each | 0
18160 | 18X18X24 DB SLEEVE NO CAP R8 |  | 34 | each | 0
18170 | 18X18X48 DB PLENUM W CAP R8 |  | 70.47 | each | 0
18180 | 19-3/4X17X24 DB PLENUM W CAP R8 |  | 50.18 | each | 0
18190 | 19-3/4X17X24 DB SLEEVE NO CAP R8 |  | 41.51 | each | 0
18200 | 19-3/4X17X48 DB PLENUM W CAP R8 |  | 70.12 | each | 0
18240 | 21X21X24 DB PLENUM W CAP |  | 42.34 | each | 0
18250 | 21X2IX24 DB SLEEVE NO CAP R8 |  | 40 | each | 0
18260 | 2IX21X48 DB PLENUM W CAP R8 |  | 74.7 | each | 0
18270 | METAL DIST TRIANGLE |  | 55 | each | 0
18290 | 12-1/2 X 12-1/2 X 12 METAL BOX (UNINSUL) |  | 12.04 | each | 0
18300 | 14-1/2 X 14-1/2 X 12 METAL BOX (UNINSUL) |  | 14.57 | each | 0
18310 | 16-1/2X16-1/2 X 12 METAL BOX (UNINSUL) |  | 15.26 | each | 0
18320 | 20-1/2 X 14-1/2 X 12 METAL BOX (UNINSUL) |  | 17.7 | each | 0
18330 | 24-1/2 X 12-1/2 X 12 METAL BOX (UNINSUL) |  | 18.95 | each | 0
18340 | 25-1/2 X14-1/2 X 12 METAL BOX (UNINSUL) |  | 19.9 | each | 0
18370 | 16-1/2 X 16-1/2 X 12 METAL BOX R8 |  | 29.73 | each | 0
18380 | 16-1/2 X 25-1/2 X 12 RTN AIR BOX R8 |  | 31.9 | each | 0
18400 | 20-1/2 X 20-1/2 X 12 METAL BOX R8 |  | 41.22 | each | 0
18410 | 24-1/2 X 12-1/2 X 12 METAL BOX R8 |  | 35.27 | each | 0
18420 | 25-1/2 X 14-1/2 X 12 R8 METAL BOX R8 |  | 53.94 | each | 0
18430 | 25-1/2 X 16-1/2 X 12 METAL BOX R8 |  | 43.13 | each | 0
18450 | 14-1/2X24X18 PLATFORM BOX |  | 40.62 | each | 0
18460 | 14-3/4X22X18 PLATFORM BOX |  | 53.98 | each | 0
18480 | 18-3/4X22X18 PLATFORM BOX |  | 52.44 | each | 0
18490 | 21X24X18 PLATFORM BOX |  | 54.05 | each | 0
18500 | 21-1/4X22X18 PLATFORM BOX |  | 66.62 | each | 0
18510 | 23-3/4X22X18 PLATFORM BOX |  | 71.51 | each | 0
18520 | 24-1/2X24X22 PLATFORM BOX |  | 79.81 | each | 0
18530 | 25X24X22 PLATFORM BOX |  | 89.3 | each | 0
18540 | 4X4 WALL CAP HOOD - LINESET COVER |  | 7 | each | 0
18550 | IX48X120 2" R8 DB 6 SHT |  |  | each | 0
18560 | 48X96 24 GA SHEET METAL |  |  | each | 0
18570 | 48X96 26 GA SHEET METAL |  | 41.17 | each | 0
18590 | 1/2" x 1-1/2"-48" DRYWALLFRAME |  | 2.75 | each | 0
18600 | 120 26GA S CLEAT |  | 5.95 | each | 0
18620 | 120 28GA DRV CLEAT |  | 3.68 | each | 0
18630 | 3X48X50 FSK DUCT WRAP R8 |  | 34.23 | each | 0
18640 | 2.2X48X75 FSK DUCT WRAP R6 |  | 0 | each | 0
20030 | 14X4X8 STRT BOOT |  | 6 | each | 0
20040 | 14X6X8 STRT BOOT |  | 5.31 | each | 0
20050 | 14X6X9 STRT BOOT |  | 9.4 | each | 0
20110 | 14X6X9 90 ANGLE BOOT |  | 9.4 | each | 0
20170 | 14X6X9 CNTR END BOOT |  | 7.61 | each | 0
20190 | 10X6 BOOT FRM 24 |  | 3.4 | each | 0
20210 | 12X6 BOOT FRM 24 |  | 3.4 | each | 0
20220 | 14X4 BOOT FRM 24 |  | 4.64 | each | 0
20230 | 14X6 BOOT FRM 24 |  | 5.09 | each | 0
20240 | 26 BOOT RAIL |  | 0.65 | each | 0
20250 | 4 MET START COLLAR |  | 0.93 | each | 0
20260 | 6 MET START COLLAR |  | 0.96 | each | 0
20270 | 7 MET START COLLAR |  | 1.56 | each | 0
20290 | 9 MET START COLLAR |  | 2.18 | each | 0
20320 | 14 MET START COLLAR |  | 3.57 | each | 0
20340 | 18 MET START COLL |  |  | each | 0
20350 | 20 MET START COLL |  |  | each | 0
20400 | 9 DB START COLLAR |  | 2.18 | each | 0
20430 | 14 DB START COLLAR |  | 3.61 | each | 0
20450 | 18 DB START COLLAR |  | 21.2 | each | 0
20460 | 20 DB START COLLAR |  | 0 | each | 0
20470 | 4 DB COLLAR W/DMPR |  |  | each | 0
20490 | 7 DB COLLAR W/ DMPR |  | 9.32 | each | 0
20500 | 8 DB COLLAR W/ DMPR |  | 10.16 | each | 0
20510 | 9 DB COLLAR W/ DMPR |  | 11.94 | each | 0
20520 | 10 DB COLLAR W/ DMPR |  | 10.38 | each | 0
20530 | 4 SADDLE COLLAR |  | 0 | each | 0
20540 | 6 SADDLE COLLAR |  | 0 | each | 0
20550 | 7 SADDLE COLLAR |  | 0 | each | 0
20560 | 8 SADDLE COLLAR |  | 0 | each | 0
20570 | 10 SADDLE COLLAR |  | 0 | each | 0
20580 | 12 SADDLE COLLAR |  | 0 | each | 0
20590 | 6X4X4 26GA WYE |  | 10.26 | each | 0
20600 | 6X6X4 26GA WYE |  | 9.88 | each | 0
20610 | 6X6X6 26GA WYE |  | 12.92 | each | 0
20620 | 7X6X4 26GA WYE |  | 10.97 | each | 0
20630 | 7X6X6 26GA WYE |  | 11.26 | each | 0
20640 | 7X7X4 26GA WYE |  | 16.47 | each | 0
20660 | 8X8X4 26GA WYE |  | 0 | each | 0
20670 | 8X8X6 26GA WYE |  | 14.5 | each | 0
20680 | 9X7X7 26GA WYE |  | 14.25 | each | 0
20690 | 9X8X6 26GA WYE |  | 17.09 | each | 0
20710 | 12XI0XI0 26GA WYE |  | 23.62 | each | 0
20720 | 14X12X12 26GAWYE |  |  | each | 0
20740 | 6 30GA 90 ELBOW |  | 2.05 | each | 0
20750 | 7 30GA 90 ELBOW |  | 3.27 | each | 0
20760 | 8 30GA 90 ELBOW |  | 3.55 | each | 0
20770 | 9 30GA 90 ELBOW |  | 5.75 | each | 0
20790 | 12 28GA 90 ELBOW |  | 7.7 | each | 0
20800 | 14 28GA 90 ELBOW |  | 10.29 | each | 0
20810 | 16 26GA 90 ELBOW |  | 14.56 | each | 0
20820 | 18 26GA ADJ 90 ELL |  | 22.97 | each | 0
20830 | 20 26GA ADJ 90 ELL |  | 65.1 | each | 0
20840 | 4 30GA FLEX DUCT CONN |  | 1.64 | each | 0
20880 | 9 30GA FLEX DUCT CONN |  | 1.68 | each | 0
20910 | 14 30GA FLEX DUCT CONN |  | 5.16 | each | 0
20920 | 16 30GA FLEX DUCT CONN |  | 8.84 | each | 0
20930 | 18 30GA FLEX DUCT CONN |  |  | each | 0
20940 | 20 30GA FLEX DUCT CONN |  |  | each | 0
20950 | 4 ADHESIVE SADDLE TAKEOFF |  |  | each | 0
20960 | 6 ADHESIVE SADDLE TAKEOFF |  | 4.75 | each | 0
20970 | 7 ADHESIVE SADDLE TAKEOFF |  | 5.45 | each | 0
20980 | 8 ADHESIVE SADDLE TAKEOFF |  | 5.56 | each | 0
20990 | 9 ADHESIVE SADDLE TAKEOFF |  |  | each | 0
21000 | 10 ADHESIVE SADDLE TAKEOFF |  | 8.9 | each | 0
21010 | 4 ADHESIVE SADDLE TAKEOFF W DAMPER |  | 9.51 | each | 0
21020 | 6 ADHESIVE SADDLE TAKEOFF W DAMPER |  | 7.91 | each | 0
21030 | 7 ADHESIVE SADDLE TAKEOFF W DAMPER |  | 10.84 | each | 0
21040 | 8 ADHESIVE SADDLE TAKEOFF W DAMPER |  | 11.27 | each | 0
21050 | 4X3 26GA RED NO CRMP |  | 4.17 | each | 0
21060 | 5X4 26GA REDUCER |  | 5.17 | each | 0
21070 | 6X4 26GA TPRD RED |  | 4.74 | each | 0
21080 | 6X5 26GA TPRD RED |  | 4.74 | each | 0
21090 | 7X4 26GA TPRD RED |  |  | each | 0
21100 | 7X6 26GA TPRD RED |  | 5.39 | each | 0
21110 | 8X4 26GA TPRD RED |  | 0 | each | 0
21120 | 8X6 26GA TPRD RED |  | 5.1 | each | 0
21130 | 8X7 26GA TPRD RED |  | 5.39 | each | 0
21140 | 9X8 26GA TPRD RED |  | 7.78 | each | 0
21150 | 10X8 26GA TPRD RED |  | 6.56 | each | 0
21160 | 10X9 26GA TPRD RED |  | 8.52 | each | 0
21170 | 12X10 26GA TPRD RED |  | 7.97 | each | 0
21180 | 14XIO 26GA TPRD RED |  | 12.34 | each | 0
21190 | 14X12 26GA TPRD RED |  | 10.39 | each | 0
21200 | 16X14 26GA TPRD RED |  | 12.52 | each | 0
21210 | 4 26GA END CAP |  | 5.88 | each | 0
21220 | 6 26GA END CAP |  | 6.25 | each | 0
21230 | 7 26GA END CAP |  | 7.09 | each | 0
21240 | 8 26GA END CAP |  | 7.09 | each | 0
21250 | 9 26GA END CAP NO CRIMP |  |  | each | 0
21260 | 10 26GA END CAP NO CRIvfP |  | 8.82 | each | 0
21270 | 12 26GA END CAP NO CRMP |  | 9.25 | each | 0
21280 | 14 26GA END CAP NO CRMP |  | 12.84 | each | 0
21290 | 3-1/4X10X60 DUCT WALL STACK |  | 34.34 | each | 0
21300 | 3-1/4X10 END CAP |  | 5.01 | each | 0
23010 | 6X5 FT 30GA SNLK RND PIPE |  | 7.47 | each | 0
23020 | 7X5 FT 30GA SNLK RND PIPE |  | 9.88 | each | 0
23030 | 8X5 FT 30GA SNLK RND PIPE |  | 11.88 | each | 0
23040 | 9X5 FT 30GA SNLK RND PIPE |  | 14.7 | each | 0
23060 | 12X5 FT 28GA SNLK RND PIPE |  | 18.78 | each | 0
23070 | 14X5 FT 26GA SNLK RND PIPE |  | 23.33 | each | 0
23080 | 16X5 FT 26GA SNLK RND PIPE |  | 48.44 | each | 0
23090 | 18X5 FT 26GA SNLK RND PIPE |  |  | each | 0
23100 | 20X5 FT 26GA SNLK RND PIPE |  |  | each | 0
23150 | 9X25 BLAC VINYL FLEX AIR DUCT R4.2 |  | 34.27 | each | 0
23180 | 14X25 BLAC VINYL FLEX AIR DUCT R4.2 |  | 56.35 | each | 0
23200 | 18X25 BLAC VINYL FLEX AIR DUCT R4.2 |  |  | each | 0
23210 | 20X25 BLAC VINYL FLEX AIR DUCT R4.2 |  |  | each | 0
23220 | 4X25 BLAC VINYL FLEX AIR DUCT R6.0 |  | 23.02 | each | 0
23230 | 6X25 BLAC VINYL FLEX AIR DUCT R6.0 |  | 31.3 | each | 0
23240 | 7X25 BLAC VINYL FLEX AIR DUCT R6.0 |  | 34.52 | each | 0
23250 | 8X25 BLAC VINYL FLEX AIR DUCT R6.0 |  | 36.96 | each | 0
23260 | 9X25 BLAC VINYL FLEX AIR DUCT R6.0 |  | 41.43 | each | 0
23270 | 10X25 BLAC VINYL FLEX AIR DUCT R6.0 |  | 46.38 | each | 0
23280 | 12X25 BLAC VINYL FLEX AIR DUCT R6.0 |  | 54.98 | each | 0
23290 | 14X25 BLAC VINYL FLEX AIR DUCT R6.0 |  |  | each | 0
23300 | 16X25 BLAC VINYL FLEX AIR DUCT R6.0 |  |  | each | 0
23310 | 18X25 BLAC VINYL FLEX AIR DUCT R6.0 |  |  | each | 0
23320 | 20X25 BLAC VINYL FLEX AIR DUCT R6.0 |  |  | each | 0
23330 | 4X25 BLAC VINYL FLEX AIR DUCT R8.0 |  | 33.23 | each | 0
23340 | 6X25 BLAC VINYL FLEX AIR DUCT R8.0 |  | 38.59 | each | 0
23350 | 7X25 BLAC VINYL FLEX AIR DUCT R8.0 |  | 42.48 | each | 0
23360 | 8X25 BLAC VINYL FLEX AIR DUCT R8.0 |  | 47.33 | each | 0
23370 | 9X25 BLAC VINYL FLEX AIR DUCT R8.0 |  | 52.2 | each | 0
23380 | 10X25 BLAC VINYL FLEX AIR DUCT R8.0 |  | 57.48 | each | 0
23390 | 12X25 BLAC VINYL FLEX AIR DUCT R8.0 |  | 70.58 | each | 0
23400 | 14X25 BLAC VINYL FLEX AIR DUCT R8.0 |  | 86.83 | each | 0
23410 | 16X25 BLAC VINYL FLEX AIR DUCT R8.0 |  | 100.63 | each | 0
23420 | 18X25 BLAC VINYL FLEX AIR DUCT R8.0 |  | 119.6 | each | 0
23430 | 20X25 BLAC VINYL FLEX AIR DUCT R8.0 |  |  | each | 0
24010 | 3/4 PVC S40 SXS 45 ELL |  | 1.25 | each | 0
24030 | 3/4 PVC S40 SXS 90 ST ELL |  | 1.16 | each | 0
24070 | 3/4 PVC S40 SXF ADPT |  | 0.67 | each | 0
24100 | 1X10 PVC DWV S40 PE PIPE |  | 12.35 | each | 0
24110 | 1 PVC S40 SXS 45 ELL |  | 1.4 | each | 0
24120 | 1 PVC S40 SCS 90 ELL |  | 0.82 | each | 0
24130 | 1 PVC S40 SXS COUP |  | 0.66 | each | 0
24140 | 1 PVC S40 SXSXS TEE |  | 1.25 | each | 0
24150 | 3/4 x 1 PVC REDUCER BUSHING spig X SOC |  | 0.89 | each | 0
24175 | 2 PVC S40 SXS 90 ELL |  | 2.14 | each | 0
24190 | 2 PVC S40 PUSH ON CAP |  | 1.87 | each | 0
24210 | 3X10 FT PVC DWV S40 PE PIPE |  | 30.24 | each | 0
24220 | 3 PVC SXS 45 ELI, |  | 6.47 | each | 0
24230 | 3 PVC S40 SXS LS 90 ELL |  | 8.63 | each | 0
24240 | 3 PVC S40 SXS COUP |  | 3.06 | each | 0
25000 | BROAN 1667EH FAN HOUSING - FAN ONLY |  | 6.99 | each | 0
25010 | BROAN 1688EF FAN TRIM |  | 12.28 | each | 0
25020 | BROAN BEH FAN LIGHT HOUSING |  | 12.33 | each | 0
25030 | BROAN BEL6F FAN LIGHT TRIM |  | 36.72 | each | 0
25040 | BROAN 744 CAN FAN LIGHT 70 CFM |  | 104.09 | each | 0
25050 | BROAN 744 CAN FAN LIGHT 70 CFM (TRIM) |  | 0 | each | 0
25060 | A000HFNF FAN HOUSING 80 CFM |  | 10.82 | each | 0
25070 | AE80BF1 CFM FAN FIN PK 80 CFM |  | 39.66 | each | 0
25080 | BROAN A110 CFM FAN |  | 150.35 | each | 0
25090 | BROAN A110 CFM FAN (FAN TRIM) |  | 0 | each | 0
25100 | PANASONIC FV-07VBA1 HOUSING 70 CFM |  | 32.97 | each | 0
25110 | PANASONIC FV-07VBB1 FAN TRIM 70 CFM |  | 42.59 | each | 0
25120 | PANASONIC FV-0510VSA1 HOUSING FAN ONLY 100 CFM |  | 28.16 | each | 0
25130 | PANASONIC FV-0510VSB1 FAN ONLY TRIM 100 CFM |  | 70.07 | each | 0
25140 | PANASONIC FV-0510VSL1 FAN LIGHT 100 CFM |  | 147.5 | each | 0
25150 | PANASONIC FV-0510VSL1 FAN LIGHT 100 CFM (TRIM) |  | 0 | each | 0
25170 | PANASONIC FV-08VRE2 CAN FAN LIGHT 80 CFM (TRIM) |  | 0 | each | 0
25180 | BROAN MD8TU FRESH AIR KIT |  | 203.05 | each | 0
25200 | BROAN MDTU PRESSURE SWITCH KIT |  | 60 | each | 0
25210 | 6 ROUND BACKDRAFT DAMPER |  | 18.52 | each | 0
25220 | 8 ROUND BACKDRAFT DAMPER |  | 20.95 | each | 0
25230 | MANUAL GALV DAMPER 4" |  | 2.24 | each | 0
25240 | MANUAL GALV DAMPER 6" |  | 2.53 | each | 0
25250 | MANUAL GALV DAMPER 7" |  | 3.1 | each | 0
25260 | MANUAL GALV DAMPER 8" |  | 3.33 | each | 0
25270 | MANUAL GALV DAMPER 9" |  | 3.67 | each | 0
25280 | MANUAL GALV DAMPER 10" |  | 3.68 | each | 0
25290 | MANUAL GALV DAMPER 12" |  | 6.07 | each | 0
26010 | 4 PLAS DRYER V/HOOD W TLPC BROWN ASSEMBLY |  | 3.48 | each | 0
26040 | 8 GALV WALL VENT W/ SCRN & DMPR |  | 20.83 | each | 0
26060 | 3-1/4 X 10 BROAN 639 WALL CAP |  | 22.06 | each | 0
26070 | BROAN ROOF CAP 6 - 8 RND OR 3-1/4X10 DUCT |  | 28 | each | 0
26080 | ROOF CAP F/ RND DUCT UP TO 4 |  | 13.03 | each | 0
26090 | ROOF CAP 6 BLACK PLASTIC W DAMPER |  | 28 | each | 0
26100 | ROOF CAP 8 BLACK PLASTIC W DAMPER |  | 48.5 | each | 0
26110 | ROOF CAP 10 BLACK PLASTIC W DAMPER |  | 55.24 | each | 0
26500 | SSI INLNE OVERFLOW SAFE-T-SWCH |  |  | each | 0
26530 | APRIL AIRE 700 POWER HUMID |  |  | each | 0
26540 | APRIL AIRE 600 BYPASS HUMID |  |  | each | 0
26550 | APRIL AIRE 500 BYPASS HUMID |  |  | each | 0
26560 | APRIL AIRE R8145 VENTILATOR |  | 291.39 | each | 0
26570 | APRIL AIRE 8100 ERV |  | 1291.73 | each | 0
26580 | APRILAIRE DEHUMIDIFIER E100 |  | 1592.99 | each | 0
26590 | HONEYWELL F100 16X20 MEDIA CABINET.. |  | 125.68 | each | 0
26600 | HONEYWELL F100 16X25 MEDIA CABINET |  | 94.63 | each | 0
26610 | HONEYWELL F100 20X20 MEDIA CABINET |  | 125.68 | each | 0
26620 | HONEYWELL F100 20X25 MEDIA CABINET |  | 125.68 | each | 0
27000 | 18/03 UL TSTAT WIRE 500FT PAK BROW |  |  | each | 0
27020 | TRUEZONE 2 ZONE PANEL KIT 2H1C HZ221K - HP Only |  | 184.3 | each | 0
27030 | TRUEZONE 3 ZONE PANEL KIT 2H2C HZ322K - GAS or HP |  | 208 | each | 0
27050 | 6 RND ZONE DAMPER - ARD6TZ HONEYWELL |  | 104.4 | each | 0
27060 | 8 RND ZONE DAMPER - ARD8TZ HONEYWELL |  | 157.03 | each | 0
27090 | 14 RND ZONE DAMPER - ARD14TZ HONEYWELL |  | 128.15 | each | 0
27100 | 16 RND ZONE DAMPER - ARD16TZ HONEYWELL |  | 152 | each | 0
27110 | 8 BYPASS DAMPER - CPRD8 HONEYWELL |  | 76.8 | each | 0
27120 | 10 BYPASS DAMPER - CPRD10 HONEYWELL |  | 90.1 | each | 0
27140 | T4 TH42I0U2002 (2H11C) |  | 53.87 | each | 0
27150 | T6 TH6220U200 (2H/2C) |  | 107.95 | each | 0
27160 | T6 Z WAVE TH6320ZW2003 (3H/2c) |  |  | each | 0
27170 | T6 PRO WIFI TH6320WF2003 (3H/2C) |  | 149.21 | each | 0
27190 | TI0 PRO RED LINK THX321 WFS2001W |  | 235 | each | 0
27200 | RED LINK ROOM SENSOR cn89R2002-2 |  | 111.53 | each | 0
27210 | GOOGLE NEST T3008US |  | 215 | each | 0
27220 | ZF 10 IN DAMPER W MOTOR 14' CBL (ZFRDPI0-14) |  | 66.65 | each | 0
27230 | ZF 121N DAMPER W MOTOR 14' CBL (ZFRDP12-14) |  | 69.88 | each | 0
27240 | ZF 14IN DAMPER W MOTOR 14' CBL (ZFRDP14-14) |  | 77.31 | each | 0
27250 | ZF 161N DAMPER W MOTOR 14' CBL (ZFRDP16-14) |  | 87.41 | each | 0
27260 | ZF 20X20 DAMPER (ZDSP2020) |  | 275 | each | 0
27270 | ZF 81N BYPASS DAMPER (ZFSPAD8) |  | 0 | each | 0
27280 | ZF 10IN BYPASS DAMPER (ZFSPADI0) |  | 72.81 | each | 0
27290 | ZF 12 IN BYPASS DAMPER (ZFSPAD12) |  | 68.71 | each | 0
27300 | ZF 14 IN BYPASS DAMPER (ZFSPAD14) |  | 0 | each | 0
27310 | ZF ZONE PANEL ELEC 1-3 ZONES (ZFH32P) |  | 103.4 | each | 0
27320 | ZF ZONE PANEL GAS 2 ZONES (ZFMMP2) |  | 71.76 | each | 0
27330 | ZF ZONE PANEL GAS 3 ZONES (ZFMMP3) |  | 79.12 | each | 0
27340 | MARKEL OUTDOOR TSTAT SPDT |  | 20.95 | each | 0
28000 | 4X12 ADJ GAS BVENT PIPE |  | 6.63 | each | 0
28010 | 4X12 GAS B VENT PIPE |  | 5.65 | each | 0
28020 | 4X24 GAS B VENT PIPE |  | 9.2 | each | 0
28030 | 4X3 FT GAS B VENT PIPE |  | 12.35 | each | 0
28040 | 4X4 FT GAS B VENT PIPE |  | 15.8 | each | 0
28050 | 4X5 FT GAS B VENT PIPE |  | 18.48 | each | 0
28060 | 4 GAS B VENT 90 ELL |  | 15.2 | each | 0
28070 | 4 GAS B VENT CAP |  | 8.1 | each | 0
28080 | 4X3 B VENT INCREASER |  | 5.05 | each | 0
28090 | 4 B VENT STORM COLLAR |  | 1.35 | each | 0
28100 | 4 B VENT FLASHING ADJ |  | 5.45 | each | 0
28110 | 4 SUPPORT ASSEMBLY |  | 7.43 | each | 0
28120 | 4RDH 4" DRAFT HOOD CONNECTOR B VENT PIPE |  |  | each | 0
28130 | 5X12 ADJ GAS B VENT PPE |  |  | each | 0
28140 | 5X12 GAS B VENT PIPE |  |  | each | 0
28150 | 5X24 GAS B VENT PIPE |  |  | each | 0
28160 | 5X3 FT GAS B VENT PIPE |  |  | each | 0
28170 | 5X4 FT GAS B VENT PIPE |  |  | each | 0
28180 | 5X5 FT GAS B VENT PIPE |  |  | each | 0
28190 | 5 GAS B VENT 90 ELL |  | 17.22 | each | 0
28200 | 5 GAS B VENT CAP |  |  | each | 0
28210 | 5X4X3 B VENT TEE |  |  | each | 0
28220 | 5 B VENT STORM COLLAR |  |  | each | 0
28230 | 5 B VENT FLASHNG ADJ |  |  | each | 0
29000 | 1/8 0D EXT COP TUBE 6 PK |  | 7.04 | each | 0
29010 | 1/4 FLARE CAP 12PK |  | 0 | each | 0
29020 | 3/8 SHIRT REF FLR NUT FORGED |  |  | each | 0
29030 | 1/2 SHORT FLRNUT |  | 3.44 | each | 0
29040 | 1/2 WROT CXM ADPT |  | 0 | each | 0
29050 | 3/4 WROT CXM ADPT |  | 0 | each | 0
29060 | 1/8 WROT CXC COUP 1/4 OD |  | 0.33 | each | 0
29090 | 1/2 WROT CXC COUP 5/8 OD |  | 0.62 | each | 0
29110 | 3/4 WROT CXC COUP 7/8 OD |  | 1.35 | each | 0
29120 | 1 WROT CXC COUP 1-1/8 OD |  | 2.05 | each | 0
29130 | 1/4 WROT CXC 45 ELL 3/8 OD |  | 2.22 | each | 0
29150 | 1/2 WROT CXC 45 ELL 5/8 OD |  | 0.85 | each | 0
29160 | 5/8 WROT CXC 45 ELL 3/4 OD |  | 1.65 | each | 0
29170 | 3/4 WROT CXC 45 ELL 7/8 OD |  | 2.08 | each | 0
29180 | 1 WROT CXC 45 ELL 1-1/8 OD |  | 3.85 | each | 0
29190 | 1/4 WROT CXC LT 90 ELL 3/8 OD |  | 1.66 | each | 0
29200 | 3/8 WROT CXC 90 ELL 1/2 OD |  | 1.66 | each | 0
29220 | 1/2 WROT CXC LT 90 ELL 5/8 OD |  | 1.58 | each | 0
29230 | 5/8 WROT CXC LT 90 ELL 3/4 OD |  | 2.47 | each | 0
29240 | 3/4 WROT CXC LT 90 ELL 7/8 OD |  | 2.95 | each | 0
29250 | 1 WROT CXC LT90 ELL 1-1/8 OD |  | 5.83 | each | 0
29260 | 1/2 ID WROT FTGXC ST 45 ELL 5/8 OD |  | 0 | each | 0
29270 | 5/8 WROT FTGXC ST 45 ELL 3/4 OD |  | 1.56 | each | 0
29280 | 3/4 WROT FTGXC ST 45 ELL 7/8 OD |  | 0 | each | 0
29290 | 1 WROT FTGXC ST 45 ELL 1-1/8 OD |  | 0 | each | 0
29300 | 1/4 WROT FTGXC LT ST 90 ELL 3/8 OD |  | 0 | each | 0
29310 | 1/2 WROT FTGXC LT ST 90 ELL 5/8 OD |  | 0 | each | 0
29320 | 5/8 WROT FTGXC LT ST 90 ELL 3/4 OD |  | 0 | each | 0
29330 | 3/4 WROT FTGXC LT ST 90 ELL 7/8 OD |  | 0 | each | 0
29340 | 1 WROT FTGXC LT ST 90 ELL 1-1/8 OD |  | 0 | each | 0
29350 | 1/4X1/2X1/2X50 COP PE LINESET |  | 173.15 | each | 0
29360 | 1/4X5/8X1/2X25 COP PE LINESET |  | 146.51 | each | 0
29370 | 1/4X5/8X1/2X50FT 16/2 14/3 WIRE |  | 370.44 | each | 0
29380 | 14/4 SPLIT TRAY CABLE FOR LINESET |  | 78.99 | each | 0
29390 | 3/8X5/8X1/2X30 COP PE LINESET |  | 162.3 | each | 0
29400 | 3/8X3/4X1/2X30 COP PE LINESET |  | 124.35 | each | 0
29410 | 3/8X7/8X1/2X30 COP PE LINESET |  | 165.85 | each | 0
29410 | 3/8X5/8X1/2X50 COP PE LINESET |  | 183.63 | each | 0
29440 | 3/8X1-1/8X1/2X50 COP PE LINESET |  | 375 | each | 0
29450 | 3/8 ID X 1/2 X 72 PIPE INSUL |  | 3.1 | each | 0
29460 | 5/8 IDX 1/2 X 72 PIPE INSUL |  | 2.02 | each | 0
29470 | 3/4 IDX 1/2 X 72 PIPE INSUL |  | 2.07 | each | 0
29490 | 1-1/8 ID X 1/2 X 72 PIPE INSUL |  | 2.48 | each | 0
29500 | 1/4 OD X 50 SOFT REF TUBE |  |  | each | 0
29510 | 3/8 ODX 50 SOFT REF TUBE |  |  | each | 0
29540 | 3/4 OD X 50 SOFT REF TIDE |  |  | each | 0
29550 | 7/8 OD X 50 SOFT REF TUBE |  |  | each | 0
29560 | 1-1/8 ODX 50 SOFT REF TUBE |  |  | each | 0
30020 | 14X4 2W 2 WAY REG WHITE |  | 4.02 | each | 0
30030 | 10X6 2W 2 WAY REG WHITE |  | 3.78 | each | 0
30040 | 12X6 2W 2 WAY REG WHITE |  | 4.45 | each | 0
30050 | 14X6 2W 2 WAY REG WHITE |  | 4.01 | each | 0
30060 | 14X8 2W 2 WAY REG WHITE |  |  | each | 0
30070 | 10X4 1 WAY CURVED BLADE WHIT |  | 8.42 | each | 0
30080 | 12X4 1 WAY CURVED BLADE WHIT |  | 7.39 | each | 0
30090 | 14X4 1 WAY CURVED BLADE WHIT |  | 14.96 | each | 0
30100 | 4X10 FLOOR REGISTER WHITE |  | 2.97 | each | 0
30110 | 4X12 FLOOR REGISIER WHITE |  |  | each | 0
30120 | 4X14 FLOOR REGISTER WHITE |  |  | each | 0
30160 | 6X12 FLOOR REGISTER BROWN |  | 5.1 | each | 0
30180 | 2X12 TOE KICK REGISTER WHIT |  | 2.2 | each | 0
30185 | 2X14 TOE KICK REGISTER WHIT |  | 2.35 | each | 0
30190 | 2X12 TOE KICK REGISTER BROWN |  | 2.2 | each | 0
30200 | 2X14 TOE KICK REGISTER BROWN |  | 2.43 | each | 0
30210 | 10X4 RETURN AIR GRL 1/2 FIN WHIT |  | 1.95 | each | 0
30220 | 12X6 RETURN AIR GRL 1/2 FIN WHIT |  | 2.65 | each | 0
30230 | 14X6 RETURN AIR GRL 1/2 FIN WHIT |  | 2.73 | each | 0
30240 | 14X8 RETURN AIR GRL 1/2 FIN WHIT |  | 3.48 | each | 0
30260 | 10X10 RG RTN AIR GRL 1/2 FIN WHIT |  |  | each | 0
30300 | 16X16 RG AIR GRL 1/2 FIN WHIT |  | 7.99 | each | 0
30310 | 20X10 RG RTN AIR 1/2 FIN WHIT |  | 6.48 | each | 0
30320 | 20X14 RGRN AR GRL 1/2 FIN WHIT |  | 8.77 | each | 0
30330 | 20X16 RG RTN AIR GRL 1/2 FIN WHIT |  | 9.27 | each | 0
30340 | 20X20 RG AIR GRL 1/2 FIN WHIT |  | 11.6 | each | 0
30350 | 24X12 RG AIR GRL 1/2 FIN WHIT |  | 8.36 | each | 0
30360 | 25X14 RG RTN AIR GRL 1/2 FIN WHIT |  | 13.77 | each | 0
30370 | 25X16 RGRTN AIR GRL 1/2 FIN WHIT |  | 13 | each | 0
30390 | 30X10 RGRTN AIR GRL 1/2 FIN WHIT |  | 9.05 | each | 0
30400 | 30X12 RG RTN AIR GRL 1/2 FIN WHIT |  |  | each | 0
30410 | 30X14 RG RTN AIR GRL 1/2 FIN WHIT |  |  | each | 0
30420 | 12X12 FG RTN FLTR GRL 1/2 FIN WHIT |  | 9.44 | each | 0
30430 | 14X14 FG RTN FLTR GRL 1/2 FIN WHIT |  | 12.33 | each | 0
30440 | 14X20 FG RTN FLTR GRL 1/2 FIN WHIT |  | 16.5 | each | 0
30450 | 16X16 FG RTN FLTR GRL 1/2 FIN WHIT |  | 15.8 | each | 0
30460 | 20X14 FG RTN FLTR GRL 1/2 FIN WHIT |  | 17.03 | each | 0
30470 | 20X16 FG RTN FLTR GRL 1/2 FIN WHIT |  | 18.9 | each | 0
30480 | 20X20 FG RTN FLTR GRL 1/2 FIN WHIT |  | 20.8 | each | 0
30490 | 24X12 FG RTN FLTR GRL 1/2 FIN WHIT |  | 17.55 | each | 0
30500 | 25X14 FG RTN FLTR GRL 1/2 FIN WHIT |  | 21.02 | each | 0
30510 | 25X16 FG RTN FLTR GRL 1/2 FIN WHIT |  | 21.8 | each | 0
30520 | 25X20 FG RTN FLTR GRL 1/2 FIN WHIT |  | 25.33 | each | 0
30530 | 12X12X1 F/GLS AIR FLTR |  | 1.66 | each | 0
30540 | 12X24X1 F/GLS AIR FLTR |  | 2.3 | each | 0
30550 | 14X14X1 F/GLS AIR FLTR |  | 2.02 | each | 0
30560 | 14X20X1 F/GLS AIR FLTR |  | 2.35 | each | 0
30570 | 14X25X1 F/GLS AIR FLTR |  | 2.22 | each | 0
30580 | 16X16X1 F/GLS AIR FLTR |  | 2.3 | each | 0
30590 | 16X20X1 F/GLS AIR FLTR |  | 2.2 | each | 0
30600 | 16X25X1F/GLS AIR FLTR |  | 2.3 | each | 0
30610 | 20X10X1 F/GLS AIR FILTER |  |  | each | 0
30620 | 20X20X1 F/GLS PNL FLTR |  | 2.15 | each | 0
30630 | 20X25X1 F/GLS AIR FILTER |  | 2.35 | each | 0
32000 | QUICKFLASH 4" PIPE WALL COVER |  | 6.3 | each | 0
32010 | QUICKFLASH 6" PIPE WALL COVER |  | 6.3 | each | 0
32020 | QUICKFLASH 8" PIPE WALL COVER |  | 6.85 | each | 0
32030 | QUICKFLASH WALL LINESET COVER |  | 15.25 | each | 0
32040 | QUICKFLASH WALL LINESET COVER - BRICK |  | 15.25 | each | 0
32050 | QUICKFLASH TAPE |  |  | each | 0
35000 | 6X14X8 FIRE RATED 90 BOOT |  | 43.69 | each | 0
35010 | 6X12X7 FIRE RATED 90 BOOT |  | 37.19 | each | 0
35020 | 4X10X6 FIRE RATED 90 BOOT |  | 37.77 | each | 0
35030 | 6X10X6 FIRE RATED 90 BOOT |  | 41.33 | each | 0
35040 | 16X12 RADIATION DAMPER |  | 27.57 | each | 0
35050 | BROAN 80RDH FAN HOUSING w RADIATION DAMPER |  | 57 | each | 0
35060 | BROAN 80RDH FAN TRIM (RADIATION DAMPER) |  | 37.5 | each | 0
35070 | 16" X 25' FIRE WRAP (DRYER) |  | 160 | each | 0
39010 | 10 X 12 16 GA NAIL PLATE |  | 5.25 | each | 0
39040 | 15WB+ 10.1 OZ CART FIRE CAULK |  | 9.53 | each | 0
39060 | ACETYLENE TANK |  | 127.47 | each | 0
39070 | OXYGEN TANK |  | 121.77 | each | 0
39080 | 40 CU NITROGEN TANK |  | 187.34 | each | 0
39090 | REFRIG RECLAIM TANK 50 LB |  | 170 | each | 0
39100 | 16 GA ANGLE 2X2 |  |  | each | 0
39160 | DUCT SEAL DP1010 - TUBE.. |  | 3.25 | each | 0
39190 | SILVER FSK DUCT TAPE |  |  | each | 0
39200 | 2X60 PC857 BLAC TAPE UL181B-FX |  | 14.04 | each | 0
39220 | 4X4X8 CONCRETE BRICK |  | 0.98 | each | 0
39250 | 1-5/8X1-5/8X10 14 GREE WSL STRUT |  |  | each | 0
40000 | 9 5T AX SAWZALL BLD 5PK |  | 1.65 | each | 0
40010 | 9 18T TORCH SAWZALL BLD 5PK |  | 1.45 | each | 0
40050 | 11" Nylon Wire Ties 100pk |  | 5.88 | each | 0
40060 | 9/16 STAPLES 4000 PER BX |  | 5.55 | each | 0
40070 | 72B WIRE NUT BLUE IOOPK |  | 5.05 | each | 0
40080 | 73B WRE NUT ORAN IOOPK |  | 7.02 | each | 0
40090 | 74B WIRE NUT YELL IOOPK |  | 3.66 | each | 0
40100 | 5/8 ID X 100 CLR VINYL TUBE |  | 10.27 | each | 0
40110 | 4X4 RUB & CORK ANTI PAD |  |  | each | 0
40120 | *0219 LF 6% SILV BRAZ ROD |  | 95.88 | each | 0
40130 | 6.5 OZ STAY SILV WHIT BRAZ FLUX |  | 12.67 | each | 0
40140 | SAND CLO BROW 1.5X10 YDS |  | 0 | each | 0
40150 | CALG 4182-24 CAL BLUE QT. |  | 8.45 | each | 0
40160 | BLUE PIPE COMPOUND 1/2 PINT |  | 10.85 | each | 0
40170 | SUPERSEAL FLEX NJ SEAL |  | 5.87 | each | 0
40180 | LEAK DET PRO-BUBBLE |  | 11 | each | 0
40190 | THERMO-TRAP SPRAY 32 OZ Heat Dissapating.. |  | 21.55 | each | 0
40200 | 3/4X520 PTFE PIPE THRD TAPE |  | 2.23 | each | 0
40210 | 8 OZ PURP PRMR / CLNR | 0.25 | 6.34 | each | 1.585
40220 | 8 OZ PVC HD CLR CMM | 0.25 | 5.01 | each | 1.2525
40230 | 16 OZ PURP PRMR / CLNR |  |  | each | 0
40240 | 16 OZ PURP PRMR - NSF LISTED |  |  | each | 0
40250 | 16 OZ PVC HD CLR CMNT |  |  | each | 0
40260 | *NLA 1/4X1-1/4 DRV NAIL HAMM ANCR |  | 18.5 | each | 0
40270 | 10X1-1/4 PLAS ANCR KIT IOOPCS |  | 8.15 | each | 0
40280 | BIT TIP TAP SCRW 100 H/HD 1/4 |  |  | each | 0
40290 | 8X3/4 BIT TIP TAP SCRW 1000 1/4 |  |  | each | 0
40300 | 8X3/4 BIT TIP TAP SCRW 500 H/HD 1/4 |  |  | each | 0
40310 | 10X3/4 BIT TIP TAP SCRW 500 5/16 |  |  | each | 0
40320 | 8X1/2 ZIP SCRW 1000 H/HD 1/4 |  | 21.88 | each | 0
40330 | 8X3/4 ZIP SCRW H/HD 1/4 |  | 96 | each | 0
40340 | 8X1 ZIP SCRW 1000 H/HD 1/4 |  | 26.2 | each | 0
40350 | 8X2 ZIP SCRW 250 H/HD 1/4 |  | 6.29 | each | 0
40360 | 8X2 ZIP SCRW WI-yr 250 WI-D 1/4 |  | 68.64 | each | 0
40370 | 8X3 ZIP IN SCRW WHIT 150# TUB |  | 19.19 | each | 0
40380 | 2 WOOD SAMMY 3/8 VERT GST 20 |  | 0 | each | 0
40390 | DRYWALL SCREWS |  | 0 | each | 0
40400 | 8P NAILS |  | 0 | each | 0
40410 | ROOFING NAILS |  | 0 | each | 0
40420 | 1/8X2X30 FT FOAM INSUL |  | 20.4 | each | 0
40430 | 3/4X60 BLACK ELEC TAPE |  | 1.75 | each | 0
40440 | 440 BUTYL GASKET TAPE |  | 3.12 | each | 0
40450 | REGISIER TEXTURE WHITE SPRAY PAINT |  | 5.86 | each | 0
40460 | BLACK FLAT SPRAY PAINT |  | 8.62 | each | 0
40470 | WHITE SPRAY PAINT |  | 9.27 | each | 0
40480 | BROWN SPRAY PAINT |  | 9.59 | each | 0
40490 | ROOF TAR |  | 8.24 | each | 0
40500 | PAN SPRY CNDST PAN SEALER AERO BLAC |  | 0 | each | 0
40510 | 8 OZ WD-40 LUB |  | 9.1 | each | 0
40520 | Polymer Caulking Compound - 16 oz Block |  | 8.7 | each | 0
40530 | 1/2 LIQUIDIITE (LN ET) |  | 150.22 | each | 0
40540 | 1/2 LIQUIDflTE SIRT CONN.. |  | 0 | each | 0
40550 | 1/2 LIQUIDTITE 90 CONN |  | 0.62 | each | 0
40560 | 1/2 COPPER CLAD 2H STRP |  | 0.06 | each | 0
40570 | 1/4 - 5/8 NHCRO CLW |  |  | each | 0
40580 | 1/2 SS HOSE CLW 3/8 - 7/8 |  |  | each | 0
40590 | 1/2 HOSE CLAMP |  | 0.44 | each | 0
40600 | SHOE COVERS (BOX) |  | 9.07 | each | 0
40610 | PRO FLUSH 160Q PF-16.. |  | 0 | each | 0
40620 | THERMO-TRAP SPRAY 32 OZ Heat Dissapating.. |  | 5.76 | each | 0
50000 | 1" TAG - GAS METER 25 pk |  | 22.82 | each | 0
50010 | MAXICAP PROT F/ 325-5 GAS REG |  | 5.77 | each | 0
50020 | 1/2 - 3/4 BLK POLY TWIN CLAMP |  | 0.12 | each | 0
50030 | 3/8 MIP X 3/8 MIP X 24 GAS CONNECTOR |  | 10.65 | each | 0
50040 | 1/2 MIP X 1/2 MIP X 24 GAS CONNECTOR | 1 | 7.96 | each | 7.96
50050 | 1/2 MIP X 1/2 MIP X 36 GAS CONNECTOR |  | 10.12 | each | 0
50060 | 3/4 MIP X 3/4 MIP X 36 GAS CONNECTOR |  | 20.97 | each | 0
50070 | 1/2X10 BLK A53A S40 PIPE |  | 28.5 | each | 0
50080 | 1/2 BLK MI 150# BRS GJ UNION | 4 | 4.38 | each | 17.52
50090 | 1/2 BLK MI 150# 45 ELL |  | 0.98 | each | 0
50100 | 1/2 BLK MI 150# 90 ELL | 8 | 2.18 | each | 17.44
50110 | 1/2 BLK MI 150# ST 90 |  | 6.52 | each | 0
50120 | 1/2 BLK MI 150# CAP | 2 | 2.18 | each | 4.36
50130 | 1/2 BLK 150# COUP | 2 | 2.94 | each | 5.88
50140 | 1/2XCLOSE BLK STL | 8 | 1.78 | each | 14.24
50150 | 1/2X1-1/2 BLK STL NIP |  | 1.79 | each | 0
50160 | 1/2x2 BLK STL NIP | 6 | 1.49 | each | 8.94
50170 | 1/2X3 BLK STL NIP |  | 1.77 | each | 0
50180 | 1/2X4 BLK NIP | 8 | 2.57 | each | 20.56
50190 | 1/2X6 BLK SIL NIP |  | 2.79 | each | 0
50200 | 1/2X8 BLK STL NIP |  | 4.99 | each | 0
50210 | 1/2X12 BLK STL NIP |  | 7.13 | each | 0
50220 | 1/2 BLK Ml STL PLUG |  | 1.97 | each | 0
50230 | 1/2 BLK MI 150# TEE | 5 | 2.85 | each | 14.25
50240 | 1/2 BRZ LEV HDL 2PC GAS BV | 5 | 3.44 | each | 17.2
50250 | 1/2 OD X 1/2 FLR UNION |  | 9.62 | each | 0
50260 | 1/2 2 PSI LINE PRES REG | 5 | 16 | each | 80
50270 | 3/4 2 PSI LINE PRES REG | 1 | 45.04 | each | 45.04
50280 | 1/2X50 CSST TUBE (50 foot roll) | 2 | 121.86 | each | 243.72
50290 | 1/2X100 CSST TUBE (PER ROLL) |  | 243.73 | each | 0
50300 | 1/2X250 CSST TUBE (PER ROLL) |  | 608.93 | each | 0
50310 | 3/4X50 CSST TUBE (PER ROLL) | 1 | 159.04 | each | 159.04
50320 | 3/4XI00 CSST TUBE (PER ROLL) |  | 318.11 | each | 0
50330 | 3/4X250 CSST TUBE (PER ROLL) |  | 794.76 | each | 0
50340 | 1X50 CSST TUBE (PER ROLL) |  | 437.67 | each | 0
50350 | 1X100 CSST TUBE (PER ROLL) |  | 875.35 | each | 0
50360 | 1/2X1/2 NPT MALE MJ FTG |  | 10.08 | each | 0
50370 | 3/4X3/4 NPT MALE MJ FTG |  | 13.74 | each | 0
50380 | 1/2X1/2 NPT FEMALE MJ FTG |  | 0 | each | 0
50390 | 3/4X3/4 NPT FEMALE MJ FTG |  | 0 | each | 0
50400 | 1/2 APPL STUB OUT |  | 7.46 | each | 0
50410 | 3/4 APPL STUB OUT |  | 12.43 | each | 0
50420 | 1/2X7 MTR STUB OUT | 1 | 7.46 | each | 7.46
50430 | 1/2X12 STUB OUT | 1 | 2.22 | each | 2.22
50440 | 3/4X7 MTR STUB OUT |  | 11.18 | each | 0
50450 | 3/4X12 MTR STUB OUT |  | 11.43 | each | 0
50460 | 1 X 7 MTR STUB OUT |  | 15.23 | each | 0
50470 | 1/2 MANIFOLD W 4 1/2 OUT |  | 31.72 | each | 0
50480 | QUARTER STRIKER PLT | 2 | 1.06 | each | 2.12
50490 | HALF STRIKER PLT | 2 | 2.09 | each | 4.18
50500 | FULL STRIKER PIST | 2 | 4.35 | each | 8.7
50510 | DOUBLE TOP STRIKER PLATE |  | 2.09 | each | 0
50520 | IXI FT STRIP WND HOSE |  | 2.73 | each | 0
50530 | 1 1/2X1 FT STRIP WND HOSE |  | 9.77 | each | 0
50540 | WARD MANIFOLD BRACKET | 1 | 10.76 | each | 10.76
50550 | WARDF1ex 3-1/10 X 6-4/5 X 6-4/5 IN NPT GAS SUPPLY BOX | 1 | 48.43 | each | 48.43
50560 | 1/2" 0-15 PSI GAS TEST GAUGE | 2 | 11.12 | each | 22.24
50570 | 3/4" 0-30 PSI GAS TEST GAUGE |  | 11.12 | each | 0
50580 | 3/4X10 BLK T&C A53A S40 PIPE |  | 9.36 | each | 0
50590 | 3/4 BLK 150# BRS GJ UNION |  | 4.83 | each | 0
50600 | 3/4 BLKM 150# 45 ELL |  | 1.55 | each | 0
50610 | 3/4 BLKW 150# 90 ELL |  | 2.64 | each | 0
50620 | 3/4 BLK 150# ST 90 ELL |  | 6.82 | each | 0
50630 | 3/4 BLK 150# CAP |  | 2.94 | each | 0
50640 | 3/4 BLK Ml 150# COUP |  | 3.48 | each | 0
50650 | 3/4XCLOSE BLK STL NIP |  | 0.56 | each | 0
50660 | 3/4X1-1/2 BLK STL NIP |  | 5.94 | each | 0
50670 | 3/4X2 BLK STL NIP |  | 1.84 | each | 0
50680 | 3/4X3 BLK STL NIP |  | 2.1 | each | 0
50690 | 3/4X4 BLK SIL NIP |  | 2.58 | each | 0
50700 | 3/4X6 BLK STL NIP |  | 1.8 | each | 0
50705 | 3/4X8 BLK STL NIP |  |  | each | 0
50710 | 3/4X12 BLK STL NIP |  | 11.91 | each | 0
50715 | 3/4X24 BLK STL NIP |  |  | each | 0
50720 | 3/4 BLK SLD PLUG |  | 0.88 | each | 0
50730 | 3/4 BLK 150# TEE |  | 4.01 | each | 0
50740 | 3/4 BRZ LEV HDL 2PC GAS BV |  | 8.54 | each | 0
50750 | 3/4 OD X 3/4 FIR UNION |  | 0 | each | 0
50760 | 3/8X2 BLK sn NIP |  | 2 | each | 0
50770 | 1/2 X 3/8 BELL REDUCER |  | 3.03 | each | 0
50780 | 3/4 x 1/2" BLK BELL REDUCER |  | 3.48 | each | 0
50790 | 1 x 3/4 BELL REDUCER |  | 13.54 | each | 0
50800 | 1 BLKNfl 150# COUP |  | 5.25 | each | 0
50810 | 2 PSI GAS STICKER |  | 0.08 | each | 0
50820 | GAS STICKER SM OVAL 1OOO/ROLL |  | 0.03 | each | 0
50830 | LP GAS STICKER |  | 0.09 | each | 0
50840 | #12 X 500 RL GAS IRCR WIRE X |  | 114.4 | each | 0
50850 | Log Lighter Valve PFBVL2 1/2 in. FIP Connection Chrome Plated Straight |  | 21.24 | each | 0
50860 | CHAMPION-ARROWHEAD 1/2X12 POLISHED CHROME STRAIGHT LOG LlGHTER | 1 | 44.67 | each | 44.67